## BoQ1 (hidden)
Item Wise BoQ | [13 empty] | 15
BoQ_Ver3.0 | Item Wise | Normal | INR Only | INR
Select, Excess (+), Less (-)
Tender Inviting Authority: Joint Registrar CPO RO Finance BHU Varanasi
Name of Work: Rate Contract University Works Department Electrical Items
Contract No: BHU/CPO/Rate Contract/2017-18/09
Name of the Bidder/ Bidding Firm / Company :
PRICE SCHEDULE (DOMESTIC TENDERS - RATES ARE TO GIVEN IN RUPEES (INR) ONLY) (This BOQ template must not be modified/replaced by the bidder and the same should be uploaded after filling the relevant columns, else the bidder is liable to be rejected for this tender. Bidders are allowed to enter the Bidder Name and Values only )
NUMBER # | TEXT # | TEXT # | NUMBER # | TEXT # | NUMBER | NUMBER | TEXT | TEXT # | NUMBER # | TEXT# | TEXT # | NUMBER # | NUMBER | NUMBER | NUMBER | NUMBER | TEXT | TEXT | NUMBER | NUMBER | NUMBER | NUMBER | TEXT | TEXT | NUMBER | NUMBER | NUMBER | NUMBER | TEXT | TEXT | NUMBER | NUMBER | NUMBER | NUMBER | TEXT | TEXT | NUMBER | NUMBER | NUMBER | NUMBER | TEXT | TEXT | NUMBER | NUMBER | NUMBER # | NUMBER # | TEXT | TEXT | NUMBER # | NUMBER # | DATE | NUMBER # | NUMBER # | TEXT #
Sl. No. | Item Description | Item Code / Make | Quantity | Units | Estimated Rate in Rs. P |  |  | Addition / Deduction | Addition / Deduction Values | Currency Convertion against each Item | Quoted Currency in INR / Other Currency | BASIC RATE In Figures To be entered by the Bidder in Rs. P | Excise Duty Amount in INR Rs. P | VAT Amount in INR Rs. P | Freight Charges ( Unloading & Stacking) in Rs. P | Any Other Taxes in Rs. P | Any Other Duties/Levies in Rs. P | IIIrd Party i.e DGS&D / RITES etc Inspection Charges @0.34%+Service Tax | Less for Cenvat Credit,if any respect of Supplies Under full Excise Duty Category | [32 empty] | TOTAL AMOUNT Without Taxes col (13) = (4) x (7) in Rs. P | TOTAL AMOUNT With Taxes col (14) = sum (8) to (13) in Rs. P | TOTAL AMOUNT In Words
1 | 2 | 3 | 4 | 5 | 6 | 7 | 8 | 9 | 10 | 11 | 12 | 7 | 8 | 9 | 10 | 11 | 12 | 19 | 20 | 21 | 22 | 23 | 24 | 25 | 26 | 27 | 28 | 29 | 30 | 31 | 32 | 33 | 34 | 35 | 36 | 37 | 38 | 39 | 40 | 41 | 42 | 43 | 44 | 45 | 46 | 47 | 48 | 49 | 50 | 51 | 52 | 13 | 14 | 15
1 | Mica sheet, 3mm thick, 4’ x 2’ size | item1 | 1 | Nos | 0 |  |  | Excess(+) | 1 | Full Conversion | INR | [40 empty] | #VALUE! | #VALUE! | #VALUE! | 1.01 | Supplying, Conveying and fixing spls. Including eart | item1 | 123.223 | Nos
2 | M.S. Switch Board Box (Approximately 18 SWG sheet thickness for size up to 8” x 10” and 16 SWG for size above 8” x 10”, 5cm deep) of following approximate sizes:- | [53 empty] | 1 | Construction of chamber for 100mm sluices valve | item1 | 10 | 1 Nos
2.01 | 4”X4” | item2 | 1 | Nos | 0 |  |  | Excess(+) | 1 | Full Conversion | INR | [40 empty] | #VALUE! | #VALUE! | #VALUE! | 1.01 | Supplying, Conveying and fixing spls. Including eart | item1 | 123.223 | Nos
2.02 | 7”X4” | item3 | 1 | Nos | 0 |  |  | Excess(+) | 1 | Full Conversion | INR | [40 empty] | #VALUE! | #VALUE! | #VALUE! | 1.02 | Construction of chamber for 100mm sluice plates | item2 | 213 | Nos
2.03 | 8”X6” | item4 | 1 | Nos | 0 |  |  | Excess(+) | 1 | Full Conversion | INR | [40 empty] | #VALUE! | #VALUE! | #VALUE! | 1.01 | Supplying, Conveying and fixing spls. Including eart | item1 | 123.223 | Nos
2.04 | 8’X10” | item5 | 1 | Nos | 0 |  |  | Excess(+) | 1 | Full Conversion | INR | [40 empty] | #VALUE! | #VALUE! | #VALUE! | 1.02 | Construction of chamber for 100mm sluice plates | item2 | 213 | Nos
2.05 | 10” X 12” | item6 | 1 | Nos | 0 |  |  | Excess(+) | 1 | Full Conversion | INR | [40 empty] | #VALUE! | #VALUE! | #VALUE! | 1.01 | Supplying, Conveying and fixing spls. Including eart | item1 | 123.223 | Nos
2.06 | M.S. Hexagonal Fan Box (Approximately 16 SWG sheet thickness, fitted with “U” shaped M.S. rod with approximately 12 mm dia and protruding up to about 4” length in both sides of the box, Diagonal size of approximate 6” and Depth about 2.5”) | item7 | 1 | Nos | 0 |  |  | Excess(+) | 1 | Full Conversion | INR | [40 empty] | #VALUE! | #VALUE! | #VALUE! | 2 | Construction of chamber for 100mm sluices valve | item3 | 10 | Nos
3 | C.I. Junction box (approximate 3 mm wall thickness & approximate 25 mm depth) suitable for conduit pipes of following sizes:- | [53 empty] | 1 | Construction of chamber for 100mm sluices valve | item1 | 10 | 1 Nos
3.01 | 20 mm dia | item8 | 1 | Nos | 0 |  |  | Excess(+) | 1 | Full Conversion | INR | [40 empty] | #VALUE! | #VALUE! | #VALUE! | 1.01 | Supplying, Conveying and fixing spls. Including eart | item1 | 123.223 | Nos
3.02 | 25 mm dia | item9 | 1 | Nos | 0 |  |  | Excess(+) | 1 | Full Conversion | INR | [40 empty] | #VALUE! | #VALUE! | #VALUE! | 1.02 | Construction of chamber for 100mm sluice plates | item2 | 213 | Nos
4 | C.I. Junction box (approximate 3 mm wall thickness & approximate 25 mm depth) suitable for conduit pipes of following sizes:- | [53 empty] | 1 | Construction of chamber for 100mm sluices valve | item1 | 10 | 1 Nos
5 | 20 mm dia | item10 | 1 | Nos | 0 |  |  | Excess(+) | 1 | Full Conversion | INR | [40 empty] | #VALUE! | #VALUE! | #VALUE! | 1.01 | Supplying, Conveying and fixing spls. Including eart | item1 | 123.223 | Nos
6 | 25 mm dia | item11 | 1 | Nos | 0 |  |  | Excess(+) | 1 | Full Conversion | INR | [40 empty] | #VALUE! | #VALUE! | #VALUE! | 1.02 | Construction of chamber for 100mm sluice plates | item2 | 213 | Nos
7 | Supply of BPL make PVC Gully in packets consisting of 100 Nos of following sizes/ specifications:- | [53 empty] | 1 | Construction of chamber for 100mm sluices valve | item1 | 10 | 1 Nos
8 | 38 No | item12 | 1 | pkt | 0 |  |  | Excess(+) | 1 | Full Conversion | INR | [40 empty] | #VALUE! | #VALUE! | #VALUE! | 1.01 | Supplying, Conveying and fixing spls. Including eart | item1 | 123.223 | Nos
9 | 42 No | item13 | 1 | pkt | 0 |  |  | Excess(+) | 1 | Full Conversion | INR | [40 empty] | #VALUE! | #VALUE! | #VALUE! | 1.02 | Construction of chamber for 100mm sluice plates | item2 | 213 | Nos
10 | Hexa blade single sided in packets containing 100 nos | item14 | 1 | pkt | 0 |  |  | Excess(+) | 1 | Full Conversion | INR | [40 empty] | #VALUE! | #VALUE! | #VALUE! | 1.02 | Construction of chamber for 100mm sluice plates | item2 | 213 | Nos
11 | Brass Screw of following lengths(approx.) in packets consisting of 140 Nos ( To be fitted with MS box, Fan Box and Junction boxes etc.) | [53 empty] | 1 | Construction of chamber for 100mm sluices valve | item1 | 10 | 1 Nos
12 | ¾” | item15 | 1 | pkt | 0 |  |  | Excess(+) | 1 | Full Conversion | INR | [40 empty] | #VALUE! | #VALUE! | #VALUE! | 1.01 | Supplying, Conveying and fixing spls. Including eart | item1 | 123.223 | Nos
13 | 1” | item16 | 1 | pkt | 0 |  |  | Excess(+) | 1 | Full Conversion | INR | [40 empty] | #VALUE! | #VALUE! | #VALUE! | 1.02 | Construction of chamber for 100mm sluice plates | item2 | 213 | Nos
14 | 1.5” | item17 | 1 | pkt | 0 |  |  | Excess(+) | 1 | Full Conversion | INR | [40 empty] | #VALUE! | #VALUE! | #VALUE! | 2 | Construction of chamber for 100mm sluices valve | item3 | 10 | Nos
15 | 2” | item18 | 1 | pkt | 0 |  |  | Excess(+) | 1 | Full Conversion | INR | [40 empty] | #VALUE! | #VALUE! | #VALUE! | 1.01 | Supplying, Conveying and fixing spls. Including eart | item1 | 123.223 | Nos
16 | 2.5” | item19 | 1 | pkt | 0 |  |  | Excess(+) | 1 | Full Conversion | INR | [40 empty] | #VALUE! | #VALUE! | #VALUE! | 1.02 | Construction of chamber for 100mm sluice plates | item2 | 213 | Nos
17 | 3” | item20 | 1 | pkt | 0 |  |  | Excess(+) | 1 | Full Conversion | INR | [40 empty] | #VALUE! | #VALUE! | #VALUE! | 1.01 | Supplying, Conveying and fixing spls. Including eart | item1 | 123.223 | Nos
18 | 4” | item21 | 1 | pkt | 0 |  |  | Excess(+) | 1 | Full Conversion | INR | [40 empty] | #VALUE! | #VALUE! | #VALUE! | 1.02 | Construction of chamber for 100mm sluice plates | item2 | 213 | Nos
19 | Brass Cup washer for above Brass screws in packets containing 100 nos | item22 | 1 | pkt | 0 |  |  | Excess(+) | 1 | Full Conversion | INR | [40 empty] | #VALUE! | #VALUE! | #VALUE! | 2 | Construction of chamber for 100mm sluices valve | item3 | 10 | Nos
20 | PVC Casing and caping pipe (Heavy grade) of Plaza/ CAP/ Polycab/ RKT make of following sizes:- | [53 empty] | 1 | Construction of chamber for 100mm sluices valve | item1 | 10 | 1 Nos
21 | 20 mm width | item23 | 1 | Mtr | 0 |  |  | Excess(+) | 1 | Full Conversion | INR | [40 empty] | #VALUE! | #VALUE! | #VALUE! | 1.01 | Supplying, Conveying and fixing spls. Including eart | item1 | 123.223 | Nos
22 | 25 mm width | item24 | 1 | Mtr | 0 |  |  | Excess(+) | 1 | Full Conversion | INR | [40 empty] | #VALUE! | #VALUE! | #VALUE! | 1.02 | Construction of chamber for 100mm sluice plates | item2 | 213 | Nos
23 | 30 mm width | item25 | 1 | Mtr | 0 |  |  | Excess(+) | 1 | Full Conversion | INR | [40 empty] | #VALUE! | #VALUE! | #VALUE! | 2 | Construction of chamber for 100mm sluices valve | item3 | 10 | Nos
24 | 38 mm width | item26 | 1 | Mtr | 0 |  |  | Excess(+) | 1 | Full Conversion | INR | [40 empty] | #VALUE! | #VALUE! | #VALUE! | 1.01 | Supplying, Conveying and fixing spls. Including eart | item1 | 123.223 | Nos
25 | 50 mm width | item27 | 1 | Mtr | 0 |  |  | Excess(+) | 1 | Full Conversion | INR | [40 empty] | #VALUE! | #VALUE! | #VALUE! | 1.02 | Construction of chamber for 100mm sluice plates | item2 | 213 | Nos
26 | PVC Casing caping square junction box of BPL/Plaza/ RKT/ Polycab/ CAP make | item28 | 1 | Nos | 0 |  |  | Excess(+) | 1 | Full Conversion | INR | [40 empty] | #VALUE! | #VALUE! | #VALUE! | 2 | Construction of chamber for 100mm sluices valve | item3 | 10 | Nos
27 | PVC Casing caping accessories in packets containing 100 nos each (Elbow/ Tee/Internal/ External/ Coupler etc) of BPL/Plaza/ RKT/ Polycab/ CAP/Prestoplast/Marigold make of following sizes:- | [53 empty] | 1 | Construction of chamber for 100mm sluices valve | item1 | 10 | 1 Nos
28 | 20 mm width | item29 | 1 | Pkt | 0 |  |  | Excess(+) | 1 | Full Conversion | INR | [40 empty] | #VALUE! | #VALUE! | #VALUE! | 1.01 | Supplying, Conveying and fixing spls. Including eart | item1 | 123.223 | Nos
29 | 25 mm width | item30 | 1 | Pkt | 0 |  |  | Excess(+) | 1 | Full Conversion | INR | [40 empty] | #VALUE! | #VALUE! | #VALUE! | 1.02 | Construction of chamber for 100mm sluice plates | item2 | 213 | Nos
30 | 30 mm width | item31 | 1 | Pkt | 0 |  |  | Excess(+) | 1 | Full Conversion | INR | [40 empty] | #VALUE! | #VALUE! | #VALUE! | 2 | Construction of chamber for 100mm sluices valve | item3 | 10 | Nos
31 | 38 mm width | item32 | 1 | Pkt | 0 |  |  | Excess(+) | 1 | Full Conversion | INR | [40 empty] | #VALUE! | #VALUE! | #VALUE! | 1.01 | Supplying, Conveying and fixing spls. Including eart | item1 | 123.223 | Nos
32 | 50 mm width | item33 | 1 | Pkt | 0 |  |  | Excess(+) | 1 | Full Conversion | INR | [40 empty] | #VALUE! | #VALUE! | #VALUE! | 1.02 | Construction of chamber for 100mm sluice plates | item2 | 213 | Nos
33 | PVC conduit pipes ( Heavy grade) of Plaza/ CAP/ Polycab/ RKT make with approximately 1.93 mm wall thickness of following diameter sizes:- | [53 empty] | 1 | Construction of chamber for 100mm sluices valve | item1 | 10 | 1 Nos
34 | 20 mm | item34 | 1 | Pkt | 0 |  |  | Excess(+) | 1 | Full Conversion | INR | [40 empty] | #VALUE! | #VALUE! | #VALUE! | 1.01 | Supplying, Conveying and fixing spls. Including eart | item1 | 123.223 | Nos
35 | 25 mm | item35 | 1 | Pkt | 0 |  |  | Excess(+) | 1 | Full Conversion | INR | [40 empty] | #VALUE! | #VALUE! | #VALUE! | 1.02 | Construction of chamber for 100mm sluice plates | item2 | 213 | Nos
36 | 32 mm | item36 | 1 | Pkt | 0 |  |  | Excess(+) | 1 | Full Conversion | INR | [40 empty] | #VALUE! | #VALUE! | #VALUE! | 1.01 | Supplying, Conveying and fixing spls. Including eart | item1 | 123.223 | Nos
37 | 50 mm | item37 | 1 | Pkt | 0 |  |  | Excess(+) | 1 | Full Conversion | INR | [40 empty] | #VALUE! | #VALUE! | #VALUE! | 2 | Construction of chamber for 100mm sluices valve | item3 | 10 | Nos
38 | PVC junction ( Heavy grade) for conduit pipes of Plaza/ CAP/ Polycab/ RKT make of following diameter sizes:- | [53 empty] | 1 | Construction of chamber for 100mm sluices valve | item1 | 10 | 1 Nos
39 | 20 mm | item38 | 1 | Nos | 0 |  |  | Excess(+) | 1 | Full Conversion | INR | [40 empty] | #VALUE! | #VALUE! | #VALUE! | 1.01 | Supplying, Conveying and fixing spls. Including eart | item1 | 123.223 | Nos
40 | 25 mm | item39 | 1 | Nos | 0 |  |  | Excess(+) | 1 | Full Conversion | INR | [40 empty] | #VALUE! | #VALUE! | #VALUE! | 1.02 | Construction of chamber for 100mm sluice plates | item2 | 213 | Nos
41 | 32 mm | item40 | 1 | Nos | 0 |  |  | Excess(+) | 1 | Full Conversion | INR | [40 empty] | #VALUE! | #VALUE! | #VALUE! | 1.02 | Construction of chamber for 100mm sluice plates | item2 | 213 | Nos
42 | 50 mm | item41 | 1 | Nos | 0 |  |  | Excess(+) | 1 | Full Conversion | INR | [40 empty] | #VALUE! | #VALUE! | #VALUE! | 2 | Construction of chamber for 100mm sluices valve | item3 | 10 | Nos
43 | PVC bend for conduit pipes of Plaza/ CAP/ Polycab/ RKT make of following diameter sizes:- | [53 empty] | 1 | Construction of chamber for 100mm sluices valve | item1 | 10 | 1 Nos
44 | 20 mm | item42 | 1 | Nos | 0 |  |  | Excess(+) | 1 | Full Conversion | INR | [40 empty] | #VALUE! | #VALUE! | #VALUE! | 1.01 | Supplying, Conveying and fixing spls. Including eart | item1 | 123.223 | Nos
45 | 25 mm | item43 | 1 | Nos | 0 |  |  | Excess(+) | 1 | Full Conversion | INR | [40 empty] | #VALUE! | #VALUE! | #VALUE! | 1.02 | Construction of chamber for 100mm sluice plates | item2 | 213 | Nos
46 | 32 mm | item44 | 1 | Nos | 0 |  |  | Excess(+) | 1 | Full Conversion | INR | [40 empty] | #VALUE! | #VALUE! | #VALUE! | 1.01 | Supplying, Conveying and fixing spls. Including eart | item1 | 123.223 | Nos
47 | 50 mm | item45 | 1 | Nos | 0 |  |  | Excess(+) | 1 | Full Conversion | INR | [40 empty] | #VALUE! | #VALUE! | #VALUE! | 2 | Construction of chamber for 100mm sluices valve | item3 | 10 | Nos
48 | M.S. saddle with base in packets containing 140 nos. each of following sizes:- | [53 empty] | 1 | Construction of chamber for 100mm sluices valve | item1 | 10 | 1 Nos
49 | 19mm | item46 | 1 | Pkt | 0 |  |  | Excess(+) | 1 | Full Conversion | INR | [40 empty] | #VALUE! | #VALUE! | #VALUE! | 1.01 | Supplying, Conveying and fixing spls. Including eart | item1 | 123.223 | Nos
50 | 20mm | item47 | 1 | Pkt | 0 |  |  | Excess(+) | 1 | Full Conversion | INR | [40 empty] | #VALUE! | #VALUE! | #VALUE! | 1.02 | Construction of chamber for 100mm sluice plates | item2 | 213 | Nos
51 | 25mm | item48 | 1 | Pkt | 0 |  |  | Excess(+) | 1 | Full Conversion | INR | [40 empty] | #VALUE! | #VALUE! | #VALUE! | 1.01 | Supplying, Conveying and fixing spls. Including eart | item1 | 123.223 | Nos
52 | 32mm | item49 | 1 | Pkt | 0 |  |  | Excess(+) | 1 | Full Conversion | INR | [40 empty] | #VALUE! | #VALUE! | #VALUE! | 1.02 | Construction of chamber for 100mm sluice plates | item2 | 213 | Nos
53 | 40mm | item50 | 1 | Pkt | 0 |  |  | Excess(+) | 1 | Full Conversion | INR | [40 empty] | #VALUE! | #VALUE! | #VALUE! | 2 | Construction of chamber for 100mm sluices valve | item3 | 10 | Nos
54 | Wooden Screw Medal Foard/ Bhaskar make in packets containing 100 nos. each of following sizes/ specifications:- | [53 empty] | 1 | Construction of chamber for 100mm sluices valve | item1 | 10 | 1 Nos
55 | 35mm x 8 mm (approximate) | item51 | 1 | Pkt | 0 |  |  | Excess(+) | 1 | Full Conversion | INR | [40 empty] | #VALUE! | #VALUE! | #VALUE! | 1.01 | Supplying, Conveying and fixing spls. Including eart | item1 | 123.223 | Nos
56 | 50mm x 10 mm (approximate) | item52 | 1 | Pkt | 0 |  |  | Excess(+) | 1 | Full Conversion | INR | [40 empty] | #VALUE! | #VALUE! | #VALUE! | 1.02 | Construction of chamber for 100mm sluice plates | item2 | 213 | Nos
57 | Steel screw (Round head) in packets containing 1000 nos. each having ½” (approx.) length , (suitable for fixing of mica sheet on wooden switch boards) | item53 | 1 | Pkt | 0 |  |  | Excess(+) | 1 | Full Conversion | INR | [40 empty] | #VALUE! | #VALUE! | #VALUE! | 1.01 | Supplying, Conveying and fixing spls. Including eart | item1 | 123.223 | Nos
58 | Welding Cable 1000 ampere rating | item54 | 1 | Mtr | 0 |  |  | Excess(+) | 1 | Full Conversion | INR | [40 empty] | #VALUE! | #VALUE! | #VALUE! | 1.02 | Construction of chamber for 100mm sluice plates | item2 | 213 | Nos
59 | Welding rod in packets containing 90 nos. each of the following sizes | [53 empty] | 1 | Construction of chamber for 100mm sluices valve | item1 | 10 | 1 Nos
60 | 3.15/450mm | item55 | 1 | Pkt | 0 |  |  | Excess(+) | 1 | Full Conversion | INR | [40 empty] | #VALUE! | #VALUE! | #VALUE! | 1.01 | Supplying, Conveying and fixing spls. Including eart | item1 | 123.223 | Nos
61 | Welding rod in packets containing 60 nos. each of the following sizes | [53 empty] | 1 | Construction of chamber for 100mm sluices valve | item1 | 10 | 1 Nos
62 | 4x450mm | item56 | 1 | Pkt | 0 |  |  | Excess(+) | 1 | Full Conversion | INR | [40 empty] | #VALUE! | #VALUE! | #VALUE! | 1.01 | Supplying, Conveying and fixing spls. Including eart | item1 | 123.223 | Nos
63 | Drill bit (J.K. make only) for wall drilling purpose of following sizes:- | [53 empty] | 1 | Construction of chamber for 100mm sluices valve | item1 | 10 | 1 Nos
64 | ¼” | item57 | 1 | Nos | 0 |  |  | Excess(+) | 1 | Full Conversion | INR | [40 empty] | #VALUE! | #VALUE! | #VALUE! | 1.01 | Supplying, Conveying and fixing spls. Including eart | item1 | 123.223 | Nos
65 | 3/8” | item58 | 1 | Nos | 0 |  |  | Excess(+) | 1 | Full Conversion | INR | [40 empty] | #VALUE! | #VALUE! | #VALUE! | 1.02 | Construction of chamber for 100mm sluice plates | item2 | 213 | Nos
66 | ½” | item59 | 1 | Nos | 0 |  |  | Excess(+) | 1 | Full Conversion | INR | [40 empty] | #VALUE! | #VALUE! | #VALUE! | 2 | Construction of chamber for 100mm sluices valve | item3 | 10 | Nos
67 | Drill bit (J.K. make only) for metal drilling purpose of following sizes:- | [53 empty] | 1 | Construction of chamber for 100mm sluices valve | item1 | 10 | 1 Nos
68 | ¼” | item60 | 1 | Nos | 0 |  |  | Excess(+) | 1 | Full Conversion | INR | [40 empty] | #VALUE! | #VALUE! | #VALUE! | 1.01 | Supplying, Conveying and fixing spls. Including eart | item1 | 123.223 | Nos
69 | 3/8” | item61 | 1 | Nos | 0 |  |  | Excess(+) | 1 | Full Conversion | INR | [40 empty] | #VALUE! | #VALUE! | #VALUE! | 1.02 | Construction of chamber for 100mm sluice plates | item2 | 213 | Nos
70 | ½” | item62 | 1 | Nos | 0 |  |  | Excess(+) | 1 | Full Conversion | INR | [40 empty] | #VALUE! | #VALUE! | #VALUE! | 2 | Construction of chamber for 100mm sluices valve | item3 | 10 | Nos
71 | Busbar with sheet steel enclosure (fitted with 4 copper enameled busbars R,Y,B,N suitable for rated current mounted on insulators) following make and ratings:-Billtech make | [53 empty] | 1 | Construction of chamber for 100mm sluices valve | item1 | 10 | 1 Nos
72 | 100 Ampere | item63 | 1 | Nos | 0 |  |  | Excess(+) | 1 | Full Conversion | INR | [40 empty] | #VALUE! | #VALUE! | #VALUE! | 1.01 | Supplying, Conveying and fixing spls. Including eart | item1 | 123.223 | Nos
73 | 200 Ampere | item64 | 1 | Nos | 0 |  |  | Excess(+) | 1 | Full Conversion | INR | [40 empty] | #VALUE! | #VALUE! | #VALUE! | 1.02 | Construction of chamber for 100mm sluice plates | item2 | 213 | Nos
74 | 400 Ampere | item65 | 1 | Nos | 0 |  |  | Excess(+) | 1 | Full Conversion | INR | [40 empty] | #VALUE! | #VALUE! | #VALUE! | 2 | Construction of chamber for 100mm sluices valve | item3 | 10 | Nos
75 | 500 Ampere | item66 | 1 | Nos | 0 |  |  | Excess(+) | 1 | Full Conversion | INR | [40 empty] | #VALUE! | #VALUE! | #VALUE! | 1.01 | Supplying, Conveying and fixing spls. Including eart | item1 | 123.223 | Nos
76 | 600 Ampere | item67 | 1 | Nos | 0 |  |  | Excess(+) | 1 | Full Conversion | INR | [40 empty] | #VALUE! | #VALUE! | #VALUE! | 1.02 | Construction of chamber for 100mm sluice plates | item2 | 213 | Nos
77 | 1000 Ampere | item68 | 1 | Nos | 0 |  |  | Excess(+) | 1 | Full Conversion | INR | [40 empty] | #VALUE! | #VALUE! | #VALUE! | 2 | Construction of chamber for 100mm sluices valve | item3 | 10 | Nos
78 | Som Make:- | [53 empty] | 1 | Construction of chamber for 100mm sluices valve | item1 | 10 | 1 Nos
79 | 100 Ampere | item69 | 1 | Nos | 0 |  |  | Excess(+) | 1 | Full Conversion | INR | [40 empty] | #VALUE! | #VALUE! | #VALUE! | 1.01 | Supplying, Conveying and fixing spls. Including eart | item1 | 123.223 | Nos
80 | 200 Ampere | item70 | 1 | Nos | 0 |  |  | Excess(+) | 1 | Full Conversion | INR | [40 empty] | #VALUE! | #VALUE! | #VALUE! | 1.02 | Construction of chamber for 100mm sluice plates | item2 | 213 | Nos
81 | 400 Ampere | item71 | 1 | Nos | 0 |  |  | Excess(+) | 1 | Full Conversion | INR | [40 empty] | #VALUE! | #VALUE! | #VALUE! | 1.01 | Supplying, Conveying and fixing spls. Including eart | item1 | 123.223 | Nos
82 | 500 Ampere | item72 | 1 | Nos | 0 |  |  | Excess(+) | 1 | Full Conversion | INR | [40 empty] | #VALUE! | #VALUE! | #VALUE! | 1.02 | Construction of chamber for 100mm sluice plates | item2 | 213 | Nos
83 | 600 Ampere | item73 | 1 | Nos | 0 |  |  | Excess(+) | 1 | Full Conversion | INR | [40 empty] | #VALUE! | #VALUE! | #VALUE! | 2 | Construction of chamber for 100mm sluices valve | item3 | 10 | Nos
84 | 1000 Ampere | item74 | 1 | Nos | 0 |  |  | Excess(+) | 1 | Full Conversion | INR | [40 empty] | #VALUE! | #VALUE! | #VALUE! | 1.01 | Supplying, Conveying and fixing spls. Including eart | item1 | 123.223 | Nos
85 | Rubber mats for electrical purposes having approx. size of 2mtrs x 1 mtr x 19 mm | item75 | 1 | Nos | 0 |  |  | Excess(+) | 1 | Full Conversion | INR | [40 empty] | #VALUE! | #VALUE! | #VALUE! | 2 | Construction of chamber for 100mm sluices valve | item3 | 10 | Nos
86 | Round Mica of following dia:- | [53 empty] | 1 | Construction of chamber for 100mm sluices valve | item1 | 10 | 1 Nos
87 | 4" | item76 | 1 | Nos | 0 |  |  | Excess(+) | 1 | Full Conversion | INR | [40 empty] | #VALUE! | #VALUE! | #VALUE! | 1.01 | Supplying, Conveying and fixing spls. Including eart | item1 | 123.223 | Nos
88 | Round Fan Mica of following dia: | [53 empty] | 1 | Construction of chamber for 100mm sluices valve | item1 | 10 | 1 Nos
89 | 8” | item77 | 1 | Nos | 0 |  |  | Excess(+) | 1 | Full Conversion | INR | [40 empty] | #VALUE! | #VALUE! | #VALUE! | 1.01 | Supplying, Conveying and fixing spls. Including eart | item1 | 123.223 | Nos
90 | Bakelite sheet | item78 | 1 | Kgs | 0 |  |  | Excess(+) | 1 | Full Conversion | INR | [40 empty] | #VALUE! | #VALUE! | #VALUE! | 1.02 | Construction of chamber for 100mm sluice plates | item2 | 213 | Nos
91 | Posters/Charts displaying methods of giving artificial respiration to a recipient of electrical shock in the following languages | [53 empty] | 1 | Construction of chamber for 100mm sluices valve | item1 | 10 | 1 Nos
92 | English | item79 | 1 | Nos | 0 |  |  | Excess(+) | 1 | Full Conversion | INR | [40 empty] | #VALUE! | #VALUE! | #VALUE! | 1.01 | Supplying, Conveying and fixing spls. Including eart | item1 | 123.223 | Nos
93 | Hindi | item80 | 1 | Nos | 0 |  |  | Excess(+) | 1 | Full Conversion | INR | [40 empty] | #VALUE! | #VALUE! | #VALUE! | 1.02 | Construction of chamber for 100mm sluice plates | item2 | 213 | Nos
94 | Aluminium lug Palm type in packets containing 100 numbers each of following sizes:- | [53 empty] | 1 | Construction of chamber for 100mm sluices valve | item1 | 10 | 1 Nos
95 | 25 sq mm | item81 | 1 | Pkt | 0 |  |  | Excess(+) | 1 | Full Conversion | INR | [40 empty] | #VALUE! | #VALUE! | #VALUE! | 1.01 | Supplying, Conveying and fixing spls. Including eart | item1 | 123.223 | Nos
96 | 35 sq mm | item82 | 1 | Pkt | 0 |  |  | Excess(+) | 1 | Full Conversion | INR | [40 empty] | #VALUE! | #VALUE! | #VALUE! | 1.02 | Construction of chamber for 100mm sluice plates | item2 | 213 | Nos
97 | 50 sq mm | item83 | 1 | Pkt | 0 |  |  | Excess(+) | 1 | Full Conversion | INR | [40 empty] | #VALUE! | #VALUE! | #VALUE! | 2 | Construction of chamber for 100mm sluices valve | item3 | 10 | Nos
98 | 70 sq mm | item84 | 1 | Pkt | 0 |  |  | Excess(+) | 1 | Full Conversion | INR | [40 empty] | #VALUE! | #VALUE! | #VALUE! | 1.01 | Supplying, Conveying and fixing spls. Including eart | item1 | 123.223 | Nos
99 | 95 sq mm | item85 | 1 | Pkt | 0 |  |  | Excess(+) | 1 | Full Conversion | INR | [40 empty] | #VALUE! | #VALUE! | #VALUE! | 1.02 | Construction of chamber for 100mm sluice plates | item2 | 213 | Nos
100 | 120 sq mm | item86 | 1 | Pkt | 0 |  |  | Excess(+) | 1 | Full Conversion | INR | [40 empty] | #VALUE! | #VALUE! | #VALUE! | 1.01 | Supplying, Conveying and fixing spls. Including eart | item1 | 123.223 | Nos
101 | 185 sq mm | item87 | 1 | Pkt | 0 |  |  | Excess(+) | 1 | Full Conversion | INR | [40 empty] | #VALUE! | #VALUE! | #VALUE! | 2 | Construction of chamber for 100mm sluices valve | item3 | 10 | Nos
102 | Copper lug Palm type in packets containing 100 numbers each of following sizes:- | [53 empty] | 1 | Construction of chamber for 100mm sluices valve | item1 | 10 | 1 Nos
103 | 10 sq mm | item88 | 1 | Pkt | 0 |  |  | Excess(+) | 1 | Full Conversion | INR | [40 empty] | #VALUE! | #VALUE! | #VALUE! | 1.01 | Supplying, Conveying and fixing spls. Including eart | item1 | 123.223 | Nos
104 | 16 sq mm | item89 | 1 | Pkt | 0 |  |  | Excess(+) | 1 | Full Conversion | INR | [40 empty] | #VALUE! | #VALUE! | #VALUE! | 1.02 | Construction of chamber for 100mm sluice plates | item2 | 213 | Nos
105 | 25 sq mm | item90 | 1 | Pkt | 0 |  |  | Excess(+) | 1 | Full Conversion | INR | [40 empty] | #VALUE! | #VALUE! | #VALUE! | 2 | Construction of chamber for 100mm sluices valve | item3 | 10 | Nos
106 | 35 sq mm | item91 | 1 | Pkt | 0 |  |  | Excess(+) | 1 | Full Conversion | INR | [40 empty] | #VALUE! | #VALUE! | #VALUE! | 1.01 | Supplying, Conveying and fixing spls. Including eart | item1 | 123.223 | Nos
107 | 50 sq mm | item92 | 1 | Pkt | 0 |  |  | Excess(+) | 1 | Full Conversion | INR | [40 empty] | #VALUE! | #VALUE! | #VALUE! | 1.02 | Construction of chamber for 100mm sluice plates | item2 | 213 | Nos
108 | 70 sq mm | item93 | 1 | Pkt | 0 |  |  | Excess(+) | 1 | Full Conversion | INR | [40 empty] | #VALUE! | #VALUE! | #VALUE! | 2 | Construction of chamber for 100mm sluices valve | item3 | 10 | Nos
109 | 95 sq mm | item94 | 1 | Pkt | 0 |  |  | Excess(+) | 1 | Full Conversion | INR | [40 empty] | #VALUE! | #VALUE! | #VALUE! | 1.01 | Supplying, Conveying and fixing spls. Including eart | item1 | 123.223 | Nos
110 | 120 sq mm | item95 | 1 | Pkt | 0 |  |  | Excess(+) | 1 | Full Conversion | INR | [40 empty] | #VALUE! | #VALUE! | #VALUE! | 1.02 | Construction of chamber for 100mm sluice plates | item2 | 213 | Nos
111 | G.I. Earth strip 25x 3mm size | item96 | 1 | Kgs | 0 |  |  | Excess(+) | 1 | Full Conversion | INR | [40 empty] | #VALUE! | #VALUE! | #VALUE! | 2 | Construction of chamber for 100mm sluices valve | item3 | 10 | Nos
112 | G.I. Earth strip 25x 6mm size | item97 | 1 | Kgs | 0 |  |  | Excess(+) | 1 | Full Conversion | INR | [40 empty] | #VALUE! | #VALUE! | #VALUE! | 1.01 | Supplying, Conveying and fixing spls. Including eart | item1 | 123.223 | Nos
113 | G.I. Earth wire 8 SWG | item98 | 1 | Kgs | 0 |  |  | Excess(+) | 1 | Full Conversion | INR | [40 empty] | #VALUE! | #VALUE! | #VALUE! | 1.02 | Construction of chamber for 100mm sluice plates | item2 | 213 | Nos
114 | G.I. Earth wire 6 SWG | item99 | 1 | Kgs | 0 |  |  | Excess(+) | 1 | Full Conversion | INR | [40 empty] | #VALUE! | #VALUE! | #VALUE! | 1.01 | Supplying, Conveying and fixing spls. Including eart | item1 | 123.223 | Nos
115 | G.I. Earth plate 600x600x 6mm size | item100 | 1 | Kgs | 0 |  |  | Excess(+) | 1 | Full Conversion | INR | [40 empty] | #VALUE! | #VALUE! | #VALUE! | 1.02 | Construction of chamber for 100mm sluice plates | item2 | 213 | Nos
116 | Copper Earth strip 25mm x 3mm size | item101 | 1 | Kgs | 0 |  |  | Excess(+) | 1 | Full Conversion | INR | [40 empty] | #VALUE! | #VALUE! | #VALUE! | 1.01 | Supplying, Conveying and fixing spls. Including eart | item1 | 123.223 | Nos
117 | Copper Earth strip 25mm x 6mm size | item102 | 1 | Kgs | 0 |  |  | Excess(+) | 1 | Full Conversion | INR | [40 empty] | #VALUE! | #VALUE! | #VALUE! | 1.02 | Construction of chamber for 100mm sluice plates | item2 | 213 | Nos
118 | Copper Earth wire 8 SWG | item103 | 1 | Kgs | 0 |  |  | Excess(+) | 1 | Full Conversion | INR | [40 empty] | #VALUE! | #VALUE! | #VALUE! | 2 | Construction of chamber for 100mm sluices valve | item3 | 10 | Nos
119 | Copper Earth plate 300x300x 3mm size | item104 | 1 | Kgs | 0 |  |  | Excess(+) | 1 | Full Conversion | INR | [40 empty] | #VALUE! | #VALUE! | #VALUE! | 1.01 | Supplying, Conveying and fixing spls. Including eart | item1 | 123.223 | Nos
120 | Copper Earth plate 300x300x 6mm size | item105 | 1 | Kgs | 0 |  |  | Excess(+) | 1 | Full Conversion | INR | [40 empty] | #VALUE! | #VALUE! | #VALUE! | 1.02 | Construction of chamber for 100mm sluice plates | item2 | 213 | Nos
121 | Copper Earth plate 600x600x 3mm size | item106 | 1 | Kgs | 0 |  |  | Excess(+) | 1 | Full Conversion | INR | [40 empty] | #VALUE! | #VALUE! | #VALUE! | 2 | Construction of chamber for 100mm sluices valve | item3 | 10 | Nos
122 | Copper Earth plate 600x600x 6mm size | item107 | 1 | Kgs | 0 |  |  | Excess(+) | 1 | Full Conversion | INR | [40 empty] | #VALUE! | #VALUE! | #VALUE! | 2 | Construction of chamber for 100mm sluices valve | item3 | 10 | Nos
123 | Copper lug Pin type in packets containing 100 numbers each of following sizes:- | [53 empty] | 1 | Construction of chamber for 100mm sluices valve | item1 | 10 | 1 Nos
124 | 4 sq mm | item108 | 1 | Pkt | 0 |  |  | Excess(+) | 1 | Full Conversion | INR | [40 empty] | #VALUE! | #VALUE! | #VALUE! | 1.01 | Supplying, Conveying and fixing spls. Including eart | item1 | 123.223 | Nos
125 | 6 sq mm | item109 | 1 | Pkt | 0 |  |  | Excess(+) | 1 | Full Conversion | INR | [40 empty] | #VALUE! | #VALUE! | #VALUE! | 1.02 | Construction of chamber for 100mm sluice plates | item2 | 213 | Nos
126 | 10 sq mm | item110 | 1 | Pkt | 0 |  |  | Excess(+) | 1 | Full Conversion | INR | [40 empty] | #VALUE! | #VALUE! | #VALUE! | 2 | Construction of chamber for 100mm sluices valve | item3 | 10 | Nos
127 | 16 sq mm | item111 | 1 | Pkt | 0 |  |  | Excess(+) | 1 | Full Conversion | INR | [40 empty] | #VALUE! | #VALUE! | #VALUE! | 1.01 | Supplying, Conveying and fixing spls. Including eart | item1 | 123.223 | Nos
128 | 25 sq mm | item112 | 1 | Pkt | 0 |  |  | Excess(+) | 1 | Full Conversion | INR | [40 empty] | #VALUE! | #VALUE! | #VALUE! | 1.02 | Construction of chamber for 100mm sluice plates | item2 | 213 | Nos
129 | 35 sq mm | item113 | 1 | Pkt | 0 |  |  | Excess(+) | 1 | Full Conversion | INR | [40 empty] | #VALUE! | #VALUE! | #VALUE! | 2 | Construction of chamber for 100mm sluices valve | item3 | 10 | Nos
130 | 50 sq mm | item114 | 1 | Pkt | 0 |  |  | Excess(+) | 1 | Full Conversion | INR | [40 empty] | #VALUE! | #VALUE! | #VALUE! | 1.01 | Supplying, Conveying and fixing spls. Including eart | item1 | 123.223 | Nos
131 | 70 sq mm | item115 | 1 | Pkt | 0 |  |  | Excess(+) | 1 | Full Conversion | INR | [40 empty] | #VALUE! | #VALUE! | #VALUE! | 1.02 | Construction of chamber for 100mm sluice plates | item2 | 213 | Nos
132 | 95 sq mm | item116 | 1 | Pkt | 0 |  |  | Excess(+) | 1 | Full Conversion | INR | [40 empty] | #VALUE! | #VALUE! | #VALUE! | 2 | Construction of chamber for 100mm sluices valve | item3 | 10 | Nos
133 | 120 sq mm | item117 | 1 | Pkt | 0 |  |  | Excess(+) | 1 | Full Conversion | INR | [40 empty] | #VALUE! | #VALUE! | #VALUE! | 1.01 | Supplying, Conveying and fixing spls. Including eart | item1 | 123.223 | Nos
134 | Iron nuts / bolts of various sizes | item118 | 1 | Kgs | 0 |  |  | Excess(+) | 1 | Full Conversion | INR | [40 empty] | #VALUE! | #VALUE! | #VALUE! | 1.02 | Construction of chamber for 100mm sluice plates | item2 | 213 | Nos
135 | Iron plane washer (Flat washers) with round hole in centre of various sizes. | item119 | 1 | Kgs | 0 |  |  | Excess(+) | 1 | Full Conversion | INR | [40 empty] | #VALUE! | #VALUE! | #VALUE! | 1.01 | Supplying, Conveying and fixing spls. Including eart | item1 | 123.223 | Nos
136 | Iron spring washers of various sizes | item120 | 1 | Kgs | 0 |  |  | Excess(+) | 1 | Full Conversion | INR | [40 empty] | #VALUE! | #VALUE! | #VALUE! | 2 | Construction of chamber for 100mm sluices valve | item3 | 10 | Nos
137 | Brass nut and bolt along with 2 plan washers and 2 spring washers suitable for it for each set in packets containing 100 numbers each of following head & length sizes(approx.):- | [53 empty] | 1 | Construction of chamber for 100mm sluices valve | item1 | 10 | 1 Nos
138 | 12mm x 1” | item121 | 1 | Pkt | 0 |  |  | Excess(+) | 1 | Full Conversion | INR | [40 empty] | #VALUE! | #VALUE! | #VALUE! | 1.01 | Supplying, Conveying and fixing spls. Including eart | item1 | 123.223 | Nos
139 | 12mm x 2” | item122 | 1 | Pkt | 0 |  |  | Excess(+) | 1 | Full Conversion | INR | [40 empty] | #VALUE! | #VALUE! | #VALUE! | 1.02 | Construction of chamber for 100mm sluice plates | item2 | 213 | Nos
140 | 12mm x 3” | item123 | 1 | Pkt | 0 |  |  | Excess(+) | 1 | Full Conversion | INR | [40 empty] | #VALUE! | #VALUE! | #VALUE! | 2 | Construction of chamber for 100mm sluices valve | item3 | 10 | Nos
141 | Proceline Insulator base for fixing earthing strips onto the wall | item124 | 1 | Nos | 0 |  |  | Excess(+) | 1 | Full Conversion | INR | [40 empty] | #VALUE! | #VALUE! | #VALUE! | 1.01 | Supplying, Conveying and fixing spls. Including eart | item1 | 123.223 | Nos
142 | Steelgrip/Anchore/Kinjal make PVC tape (Insulation Tape), approx. 18 mm width & 9meters length:- | item125 | 1 | Roll | 0 |  |  | Excess(+) | 1 | Full Conversion | INR | [40 empty] | #VALUE! | #VALUE! | #VALUE! | 1.02 | Construction of chamber for 100mm sluice plates | item2 | 213 | Nos
143 | MKAY/ AKG/ Singhal/ BEC make MS Conduit Pipes with 20mm outer diameter, ISI marked | item126 | 1 | Mtr | 0 |  |  | Excess(+) | 1 | Full Conversion | INR | [40 empty] | #VALUE! | #VALUE! | #VALUE! | 1.01 | Supplying, Conveying and fixing spls. Including eart | item1 | 123.223 | Nos
144 | MKAY/ AKG/ Singhal/ BEC make MS Conduit Pipes with 25mm outer diameter and conforming to ISI specifications | item127 | 1 | Mtr | 0 |  |  | Excess(+) | 1 | Full Conversion | INR | [40 empty] | #VALUE! | #VALUE! | #VALUE! | 2 | Construction of chamber for 100mm sluices valve | item3 | 10 | Nos
145 | M.S. Check nuts in packets containing 100 numbers in each packet, suitable for M.S. conduit pipes of following sizes:- | [53 empty] | 1 | Construction of chamber for 100mm sluices valve | item1 | 10 | 1 Nos
146 | 20mm | item128 | 1 | Pkt | 0 |  |  | Excess(+) | 1 | Full Conversion | INR | [40 empty] | #VALUE! | #VALUE! | #VALUE! | 1.01 | Supplying, Conveying and fixing spls. Including eart | item1 | 123.223 | Nos
147 | 25 mm | item129 | 1 | Pkt | 0 |  |  | Excess(+) | 1 | Full Conversion | INR | [40 empty] | #VALUE! | #VALUE! | #VALUE! | 1.02 | Construction of chamber for 100mm sluice plates | item2 | 213 | Nos
148 | Ball socket suitable for fixing MS conduit pipes of 20 mm dia sizes | item130 | 1 | Nos | 0 |  |  | Excess(+) | 1 | Full Conversion | INR | [40 empty] | #VALUE! | #VALUE! | #VALUE! | 2 | Construction of chamber for 100mm sluices valve | item3 | 10 | Nos
149 | Flexible PVC pipe suitable for conduit pipes of following approx. sizes:- | [53 empty] | 1 | Construction of chamber for 100mm sluices valve | item1 | 10 | 1 Nos
150 | 19 mm | item131 | 1 | Mtr | 0 |  |  | Excess(+) | 1 | Full Conversion | INR | [40 empty] | #VALUE! | #VALUE! | #VALUE! | 1.01 | Supplying, Conveying and fixing spls. Including eart | item1 | 123.223 | Nos
151 | 25mm | item132 | 1 | Mtr | 0 |  |  | Excess(+) | 1 | Full Conversion | INR | [40 empty] | #VALUE! | #VALUE! | #VALUE! | 1.02 | Construction of chamber for 100mm sluice plates | item2 | 213 | Nos
152 | 32mm | item133 | 1 | Mtr | 0 |  |  | Excess(+) | 1 | Full Conversion | INR | [40 empty] | #VALUE! | #VALUE! | #VALUE! | 1.02 | Construction of chamber for 100mm sluice plates | item2 | 213 | Nos
153 | 40mm | item134 | 1 | Mtr | 0 |  |  | Excess(+) | 1 | Full Conversion | INR | [40 empty] | #VALUE! | #VALUE! | #VALUE! | 2 | Construction of chamber for 100mm sluices valve | item3 | 10 | Nos
154 | Flexible metal pipe suitable for conduit pipes of following approx. sizes:- | [53 empty] | 1 | Construction of chamber for 100mm sluices valve | item1 | 10 | 1 Nos
155 | 19mm (Each pipe to be of 15 Mtr long) | item135 | 1 | Each | 0 |  |  | Excess(+) | 1 | Full Conversion | INR | [40 empty] | #VALUE! | #VALUE! | #VALUE! | 1.01 | Supplying, Conveying and fixing spls. Including eart | item1 | 123.223 | Nos
156 | 25mm (Each pipe to be of 15 Mtr long) | item136 | 1 | Each/per role | 0 |  |  | Excess(+) | 1 | Full Conversion | INR | [40 empty] | #VALUE! | #VALUE! | #VALUE! | 1.02 | Construction of chamber for 100mm sluice plates | item2 | 213 | Nos
157 | 32mm | item137 | 1 | Mtr | 0 |  |  | Excess(+) | 1 | Full Conversion | INR | [40 empty] | #VALUE! | #VALUE! | #VALUE! | 1.01 | Supplying, Conveying and fixing spls. Including eart | item1 | 123.223 | Nos
158 | 40mm | item138 | 1 | Mtr | 0 |  |  | Excess(+) | 1 | Full Conversion | INR | [40 empty] | #VALUE! | #VALUE! | #VALUE! | 2 | Construction of chamber for 100mm sluices valve | item3 | 10 | Nos
159 | PVC Coupling for flexible pipes in packets (containing 100 nos in each packet )of following sizes:- | [53 empty] | 1 | Construction of chamber for 100mm sluices valve | item1 | 10 | 1 Nos
160 | 20mm | item139 | 1 | Pkt | 0 |  |  | Excess(+) | 1 | Full Conversion | INR | [40 empty] | #VALUE! | #VALUE! | #VALUE! | 1.01 | Supplying, Conveying and fixing spls. Including eart | item1 | 123.223 | Nos
161 | 25mm | item140 | 1 | Pkt | 0 |  |  | Excess(+) | 1 | Full Conversion | INR | [40 empty] | #VALUE! | #VALUE! | #VALUE! | 1.02 | Construction of chamber for 100mm sluice plates | item2 | 213 | Nos
162 | 32mm | item141 | 1 | Pkt | 0 |  |  | Excess(+) | 1 | Full Conversion | INR | [40 empty] | #VALUE! | #VALUE! | #VALUE! | 1.01 | Supplying, Conveying and fixing spls. Including eart | item1 | 123.223 | Nos
163 | 40mm | item142 | 1 | Pkt | 0 |  |  | Excess(+) | 1 | Full Conversion | INR | [40 empty] | #VALUE! | #VALUE! | #VALUE! | 1.02 | Construction of chamber for 100mm sluice plates | item2 | 213 | Nos
164 | Steel wire (18 SWG) suitable for drawing insulated cables through conduit pipes | item143 | 1 | Kgs | 0 |  |  | Excess(+) | 1 | Full Conversion | INR | [40 empty] | #VALUE! | #VALUE! | #VALUE! | 2 | Construction of chamber for 100mm sluices valve | item3 | 10 | Nos
165 | Split anchor fastener of following sizes | [53 empty] | 1 | Construction of chamber for 100mm sluices valve | item1 | 10 | 1 Nos
166 | 4mm | item144 | 1 | Nos | 0 |  |  | Excess(+) | 1 | Full Conversion | INR | [40 empty] | #VALUE! | #VALUE! | #VALUE! | 1.01 | Supplying, Conveying and fixing spls. Including eart | item1 | 123.223 | Nos
167 | 6mm | item145 | 1 | Nos | 0 |  |  | Excess(+) | 1 | Full Conversion | INR | [40 empty] | #VALUE! | #VALUE! | #VALUE! | 1.02 | Construction of chamber for 100mm sluice plates | item2 | 213 | Nos
168 | 8mm | item146 | 1 | Nos | 0 |  |  | Excess(+) | 1 | Full Conversion | INR | [40 empty] | #VALUE! | #VALUE! | #VALUE! | 1.02 | Construction of chamber for 100mm sluice plates | item2 | 213 | Nos
169 | 10mm | item147 | 1 | Nos | 0 |  |  | Excess(+) | 1 | Full Conversion | INR | [40 empty] | #VALUE! | #VALUE! | #VALUE! | 2 | Construction of chamber for 100mm sluices valve | item3 | 10 | Nos
170 | Drill bits (suitable for hammering type drill machines) of following sizes.:- (For wall drilling) | [53 empty] | 1 | Construction of chamber for 100mm sluices valve | item1 | 10 | 1 Nos
171 | 6 mm | item148 | 1 | Nos | 0 |  |  | Excess(+) | 1 | Full Conversion | INR | [40 empty] | #VALUE! | #VALUE! | #VALUE! | 1.01 | Supplying, Conveying and fixing spls. Including eart | item1 | 123.223 | Nos
172 | 6.5 mm | item149 | 1 | Nos | 0 |  |  | Excess(+) | 1 | Full Conversion | INR | [40 empty] | #VALUE! | #VALUE! | #VALUE! | 1.02 | Construction of chamber for 100mm sluice plates | item2 | 213 | Nos
173 | 10 mm | item150 | 1 | Nos | 0 |  |  | Excess(+) | 1 | Full Conversion | INR | [40 empty] | #VALUE! | #VALUE! | #VALUE! | 2 | Construction of chamber for 100mm sluices valve | item3 | 10 | Nos
174 | 12 mm | item151 | 1 | Nos | 0 |  |  | Excess(+) | 1 | Full Conversion | INR | [40 empty] | #VALUE! | #VALUE! | #VALUE! | 1.01 | Supplying, Conveying and fixing spls. Including eart | item1 | 123.223 | Nos
175 | 14 mm | item152 | 1 | Nos | 0 |  |  | Excess(+) | 1 | Full Conversion | INR | [40 empty] | #VALUE! | #VALUE! | #VALUE! | 1.02 | Construction of chamber for 100mm sluice plates | item2 | 213 | Nos
176 | 16 mm | item153 | 1 | Nos | 0 |  |  | Excess(+) | 1 | Full Conversion | INR | [40 empty] | #VALUE! | #VALUE! | #VALUE! | 1.01 | Supplying, Conveying and fixing spls. Including eart | item1 | 123.223 | Nos
177 | Grinding stone wheel suitable for fixing of the same in electrically operated grinding machine | item154 | 1 | Nos | 0 |  |  | Excess(+) | 1 | Full Conversion | INR | [40 empty] | #VALUE! | #VALUE! | #VALUE! | 1.02 | Construction of chamber for 100mm sluice plates | item2 | 213 | Nos
178 | Stone/wall/floor cutting wheel | item155 | 1 | Nos | 0 |  |  | Excess(+) | 1 | Full Conversion | INR | [40 empty] | #VALUE! | #VALUE! | #VALUE! | 2 | Construction of chamber for 100mm sluices valve | item3 | 10 | Nos
179 | Iron cut off wheel [Note- The item shall be suitable for fixing of the same in electrically operated machine used for cutting MS pipes/bar/MS angle etc.] | item156 | 1 | Nos | 0 |  |  | Excess(+) | 1 | Full Conversion | INR | [40 empty] | #VALUE! | #VALUE! | #VALUE! | 1.01 | Supplying, Conveying and fixing spls. Including eart | item1 | 123.223 | Nos
180 | [Note- The item shall be suitable for fixing of the same in electrically operated machine used for cutting MS pipes/bar/MS angle etc.] | [53 empty] | 1 | Construction of chamber for 100mm sluices valve | item1 | 10 | 1 Nos
181 | D-Link/ Legrand/ Polycab/ Finolex make Cat-6 wire for networking | item157 | 1 | Mtr | 0 |  |  | Excess(+) | 1 | Full Conversion | INR | [40 empty] | #VALUE! | #VALUE! | #VALUE! | 1.01 | Supplying, Conveying and fixing spls. Including eart | item1 | 123.223 | Nos
182 | D-Link/ Legrand/ Polycab/ Finolex make 0.5 sq mm, PVC insulated Copper Conductor, 2 pair telephone cable | item158 | 1 | Mtr | 0 |  |  | Excess(+) | 1 | Full Conversion | INR | [40 empty] | #VALUE! | #VALUE! | #VALUE! | 1.02 | Construction of chamber for 100mm sluice plates | item2 | 213 | Nos
183 | Co-axial TV cable RG-6 grade with 0.7 mm size copper conductor, PE insulated, shielded with fine tinned copper braid, protected with PVC sheath | item159 | 1 | Mtr | 0 |  |  | Excess(+) | 1 | Full Conversion | INR | [40 empty] | #VALUE! | #VALUE! | #VALUE! | 1.01 | Supplying, Conveying and fixing spls. Including eart | item1 | 123.223 | Nos
184 | Supply of M.S. screws (Machine Screws) of following sizes in packets ( containing 1000 nos. in each packets) :- | [53 empty] | 1 | Construction of chamber for 100mm sluices valve | item1 | 10 | 1 Nos
185 | 1 ½” | item160 | 1 | Nos | 0 |  |  | Excess(+) | 1 | Full Conversion | INR | [40 empty] | #VALUE! | #VALUE! | #VALUE! | 2 | Construction of chamber for 100mm sluices valve | item3 | 10 | Nos
186 | 2" | item161 | 1 | Nos | 0 |  |  | Excess(+) | 1 | Full Conversion | INR | [40 empty] | #VALUE! | #VALUE! | #VALUE! | 2 | Construction of chamber for 100mm sluices valve | item3 | 10 | Nos
187 | Finolex/L&T/ Natioal make FRLS, 1.1 KV grade, PVC insulated, single core, unsheathed with multistrand bare copper conductor wires in coils of standard length in original packing of following sizes:- | [53 empty] | 1 | Construction of chamber for 100mm sluices valve | item1 | 10 | 1 Nos
188 | 1.5 sq,mm | item162 | 1 | Mtr | 0 |  |  | Excess(+) | 1 | Full Conversion | INR | [40 empty] | #VALUE! | #VALUE! | #VALUE! | 1.01 | Supplying, Conveying and fixing spls. Including eart | item1 | 123.223 | Nos
189 | 2.5 sq,mm | item163 | 1 | Mtr | 0 |  |  | Excess(+) | 1 | Full Conversion | INR | [40 empty] | #VALUE! | #VALUE! | #VALUE! | 1.02 | Construction of chamber for 100mm sluice plates | item2 | 213 | Nos
190 | 4 sq,mm | item164 | 1 | Mtr | 0 |  |  | Excess(+) | 1 | Full Conversion | INR | [40 empty] | #VALUE! | #VALUE! | #VALUE! | 2 | Construction of chamber for 100mm sluices valve | item3 | 10 | Nos
191 | 6 sq,mm | item165 | 1 | Mtr | 0 |  |  | Excess(+) | 1 | Full Conversion | INR | [40 empty] | #VALUE! | #VALUE! | #VALUE! | 1.01 | Supplying, Conveying and fixing spls. Including eart | item1 | 123.223 | Nos
192 | 10 sq,mm | item166 | 1 | Mtr | 0 |  |  | Excess(+) | 1 | Full Conversion | INR | [40 empty] | #VALUE! | #VALUE! | #VALUE! | 1.02 | Construction of chamber for 100mm sluice plates | item2 | 213 | Nos
193 | 16 sq,mm | item167 | 1 | Mtr | 0 |  |  | Excess(+) | 1 | Full Conversion | INR | [40 empty] | #VALUE! | #VALUE! | #VALUE! | 2 | Construction of chamber for 100mm sluices valve | item3 | 10 | Nos
194 | Legrand make following modular acessories:- | [53 empty] | 1 | Construction of chamber for 100mm sluices valve | item1 | 10 | 1 Nos
195 | 6 A , 1 way Switch, 1 module, Cat No- 675501 | item168 | 1 | Nos | 0 |  |  | Excess(+) | 1 | Full Conversion | INR | [40 empty] | #VALUE! | #VALUE! | #VALUE! | 1.01 | Supplying, Conveying and fixing spls. Including eart | item1 | 123.223 | Nos
196 | 16A , 1 way Switch, 1 module, Cat No- 675511 | item169 | 1 | Nos | 0 |  |  | Excess(+) | 1 | Full Conversion | INR | [40 empty] | #VALUE! | #VALUE! | #VALUE! | 1.02 | Construction of chamber for 100mm sluice plates | item2 | 213 | Nos
197 | 6 A , 2/3 pin socket, 3 module, Cat No- 675550 | item170 | 1 | Nos | 0 |  |  | Excess(+) | 1 | Full Conversion | INR | [40 empty] | #VALUE! | #VALUE! | #VALUE! | 2 | Construction of chamber for 100mm sluices valve | item3 | 10 | Nos
198 | 6A/16A 3 pin socket, 3 module, Cat No- 675555 | item171 | 1 | Nos | 0 |  |  | Excess(+) | 1 | Full Conversion | INR | [40 empty] | #VALUE! | #VALUE! | #VALUE! | 1.01 | Supplying, Conveying and fixing spls. Including eart | item1 | 123.223 | Nos
199 | 6A, Bell Push, 1 way, 1 module, Cat No- 675504 | item172 | 1 | Nos | 0 |  |  | Excess(+) | 1 | Full Conversion | INR | [40 empty] | #VALUE! | #VALUE! | #VALUE! | 1.02 | Construction of chamber for 100mm sluice plates | item2 | 213 | Nos
200 | Fan Step Regulator, 100W, 2 module, Cat No- 675530 | item173 | 1 | Nos | 0 |  |  | Excess(+) | 1 | Full Conversion | INR | [40 empty] | #VALUE! | #VALUE! | #VALUE! | 2 | Construction of chamber for 100mm sluices valve | item3 | 10 | Nos
201 | Telephone socket, RJ 11, 1 module, Cat No- 675541 | item174 | 1 | Nos | 0 |  |  | Excess(+) | 1 | Full Conversion | INR | [40 empty] | #VALUE! | #VALUE! | #VALUE! | 1.01 | Supplying, Conveying and fixing spls. Including eart | item1 | 123.223 | Nos
202 | RJ 45 Cat 6 Computer socket/,1 module, Cat No- 675545 | item175 | 1 | Nos | 0 |  |  | Excess(+) | 1 | Full Conversion | INR | [40 empty] | #VALUE! | #VALUE! | #VALUE! | 1.02 | Construction of chamber for 100mm sluice plates | item2 | 213 | Nos
203 | TV Socket, 1 module, Cat No- 675546 | item176 | 1 | Nos | 0 |  |  | Excess(+) | 1 | Full Conversion | INR | [40 empty] | #VALUE! | #VALUE! | #VALUE! | 2 | Construction of chamber for 100mm sluices valve | item3 | 10 | Nos
204 | Buzzer , 1 module, Cat No- 675540 | item177 | 1 | Nos | 0 |  |  | Excess(+) | 1 | Full Conversion | INR | [40 empty] | #VALUE! | #VALUE! | #VALUE! | 1.01 | Supplying, Conveying and fixing spls. Including eart | item1 | 123.223 | Nos
205 | Blanking plate, 1module, Cat No- 675590 | item178 | 1 | Nos | 0 |  |  | Excess(+) | 1 | Full Conversion | INR | [40 empty] | #VALUE! | #VALUE! | #VALUE! | 1.02 | Construction of chamber for 100mm sluice plates | item2 | 213 | Nos
206 | 1 module plate, Cat No- 675561 | item179 | 1 | Nos | 0 |  |  | Excess(+) | 1 | Full Conversion | INR | [40 empty] | #VALUE! | #VALUE! | #VALUE! | 2 | Construction of chamber for 100mm sluices valve | item3 | 10 | Nos
207 | 2 module plate, Cat No- 675562 | item180 | 1 | Nos | 0 |  |  | Excess(+) | 1 | Full Conversion | INR | [40 empty] | #VALUE! | #VALUE! | #VALUE! | 1.01 | Supplying, Conveying and fixing spls. Including eart | item1 | 123.223 | Nos
208 | 3 module plate, Cat No- 675563 | item181 | 1 | Nos | 0 |  |  | Excess(+) | 1 | Full Conversion | INR | [40 empty] | #VALUE! | #VALUE! | #VALUE! | 1.02 | Construction of chamber for 100mm sluice plates | item2 | 213 | Nos
209 | 4 module plate, Cat No- 675564 | item182 | 1 | Nos | 0 |  |  | Excess(+) | 1 | Full Conversion | INR | [40 empty] | #VALUE! | #VALUE! | #VALUE! | 2 | Construction of chamber for 100mm sluices valve | item3 | 10 | Nos
210 | 6 module plate, Cat No- 675566 | item183 | 1 | Nos | 0 |  |  | Excess(+) | 1 | Full Conversion | INR | [40 empty] | #VALUE! | #VALUE! | #VALUE! | 1.01 | Supplying, Conveying and fixing spls. Including eart | item1 | 123.223 | Nos
211 | 8 module horizontal plate, Cat No- 675567 | item184 | 1 | Nos | 0 |  |  | Excess(+) | 1 | Full Conversion | INR | [40 empty] | #VALUE! | #VALUE! | #VALUE! | 1.02 | Construction of chamber for 100mm sluice plates | item2 | 213 | Nos
212 | 4x2 module plate, Cat No- 675568 | item185 | 1 | Nos | 0 |  |  | Excess(+) | 1 | Full Conversion | INR | [40 empty] | #VALUE! | #VALUE! | #VALUE! | 2 | Construction of chamber for 100mm sluices valve | item3 | 10 | Nos
213 | 9 module plate, Cat No- 675569 | item186 | 1 | Nos | 0 |  |  | Excess(+) | 1 | Full Conversion | INR | [40 empty] | #VALUE! | #VALUE! | #VALUE! | 1.01 | Supplying, Conveying and fixing spls. Including eart | item1 | 123.223 | Nos
214 | 12 module plate, Cat No- 675572 | item187 | 1 | Nos | 0 |  |  | Excess(+) | 1 | Full Conversion | INR | [40 empty] | #VALUE! | #VALUE! | #VALUE! | 1.02 | Construction of chamber for 100mm sluice plates | item2 | 213 | Nos
215 | 16 module plate, Cat No- 675573 | item188 | 1 | Nos | 0 |  |  | Excess(+) | 1 | Full Conversion | INR | [40 empty] | #VALUE! | #VALUE! | #VALUE! | 2 | Construction of chamber for 100mm sluices valve | item3 | 10 | Nos
216 | 18 module plate, Cat No- 675578 | item189 | 1 | Nos | 0 |  |  | Excess(+) | 1 | Full Conversion | INR | [40 empty] | #VALUE! | #VALUE! | #VALUE! | 1.01 | Supplying, Conveying and fixing spls. Including eart | item1 | 123.223 | Nos
217 | Flush Box, 1/2 Modules, Cat No- 689007 | item190 | 1 | Nos | 0 |  |  | Excess(+) | 1 | Full Conversion | INR | [40 empty] | #VALUE! | #VALUE! | #VALUE! | 1.02 | Construction of chamber for 100mm sluice plates | item2 | 213 | Nos
218 | Flush Box, 3 Modules, Cat No- 689008 | item191 | 1 | Nos | 0 |  |  | Excess(+) | 1 | Full Conversion | INR | [40 empty] | #VALUE! | #VALUE! | #VALUE! | 2 | Construction of chamber for 100mm sluices valve | item3 | 10 | Nos
219 | Flush Box, 4 Modules, Cat No- 689009 | item192 | 1 | Nos | 0 |  |  | Excess(+) | 1 | Full Conversion | INR | [40 empty] | #VALUE! | #VALUE! | #VALUE! | 1.01 | Supplying, Conveying and fixing spls. Including eart | item1 | 123.223 | Nos
220 | Flush Box, 6 Modules, Cat No- 689010 | item193 | 1 | Nos | 0 |  |  | Excess(+) | 1 | Full Conversion | INR | [40 empty] | #VALUE! | #VALUE! | #VALUE! | 1.02 | Construction of chamber for 100mm sluice plates | item2 | 213 | Nos
221 | Flush Box, 8 Modules, Cat No- 689042 | item194 | 1 | Nos | 0 |  |  | Excess(+) | 1 | Full Conversion | INR | [40 empty] | #VALUE! | #VALUE! | #VALUE! | 2 | Construction of chamber for 100mm sluices valve | item3 | 10 | Nos
222 | Flush Box, 4x2 Modules, Cat No- 689031 | item195 | 1 | Nos | 0 |  |  | Excess(+) | 1 | Full Conversion | INR | [40 empty] | #VALUE! | #VALUE! | #VALUE! | 1.01 | Supplying, Conveying and fixing spls. Including eart | item1 | 123.223 | Nos
223 | Flush Box, 12 Modules, Cat No- 689011 | item196 | 1 | Nos | 0 |  |  | Excess(+) | 1 | Full Conversion | INR | [40 empty] | #VALUE! | #VALUE! | #VALUE! | 1.02 | Construction of chamber for 100mm sluice plates | item2 | 213 | Nos
224 | Flush Box, 16 Modules, Cat No- 689013 | item197 | 1 | Nos | 0 |  |  | Excess(+) | 1 | Full Conversion | INR | [40 empty] | #VALUE! | #VALUE! | #VALUE! | 2 | Construction of chamber for 100mm sluices valve | item3 | 10 | Nos
225 | Flush Box, 18 Modules, Cat No- 689012 | item198 | 1 | Nos | 0 |  |  | Excess(+) | 1 | Full Conversion | INR | [40 empty] | #VALUE! | #VALUE! | #VALUE! | 1.01 | Supplying, Conveying and fixing spls. Including eart | item1 | 123.223 | Nos
226 | Surface Box, 1/2 Modules, Cat No- 673302 | item199 | 1 | Nos | 0 |  |  | Excess(+) | 1 | Full Conversion | INR | [40 empty] | #VALUE! | #VALUE! | #VALUE! | 1.02 | Construction of chamber for 100mm sluice plates | item2 | 213 | Nos
227 | Surface Box, 3 Modules, Cat No- 673303 | item200 | 1 | Nos | 0 |  |  | Excess(+) | 1 | Full Conversion | INR | [40 empty] | #VALUE! | #VALUE! | #VALUE! | 2 | Construction of chamber for 100mm sluices valve | item3 | 10 | Nos
228 | Surface Box, 4 Modules, Cat No- 673304 | item201 | 1 | Nos | 0 |  |  | Excess(+) | 1 | Full Conversion | INR | [40 empty] | #VALUE! | #VALUE! | #VALUE! | 1.01 | Supplying, Conveying and fixing spls. Including eart | item1 | 123.223 | Nos
229 | Surface Box, 6 Modules, Cat No- 673306 | item202 | 1 | Nos | 0 |  |  | Excess(+) | 1 | Full Conversion | INR | [40 empty] | #VALUE! | #VALUE! | #VALUE! | 1.02 | Construction of chamber for 100mm sluice plates | item2 | 213 | Nos
230 | Surface Box, 8 Modules, Cat No- 673308 | item203 | 1 | Nos | 0 |  |  | Excess(+) | 1 | Full Conversion | INR | [40 empty] | #VALUE! | #VALUE! | #VALUE! | 2 | Construction of chamber for 100mm sluices valve | item3 | 10 | Nos
231 | Surface Box, 4x2 Modules, Cat No- 673305 | item204 | 1 | Nos | 0 |  |  | Excess(+) | 1 | Full Conversion | INR | [40 empty] | #VALUE! | #VALUE! | #VALUE! | 1.01 | Supplying, Conveying and fixing spls. Including eart | item1 | 123.223 | Nos
232 | Surface Box, 9 Modules, Cat No- 674099 | item205 | 1 | Nos | 0 |  |  | Excess(+) | 1 | Full Conversion | INR | [40 empty] | #VALUE! | #VALUE! | #VALUE! | 1.02 | Construction of chamber for 100mm sluice plates | item2 | 213 | Nos
233 | Surface Box, 12 Modules, Cat No- 689021 | item206 | 1 | Nos | 0 |  |  | Excess(+) | 1 | Full Conversion | INR | [40 empty] | #VALUE! | #VALUE! | #VALUE! | 2 | Construction of chamber for 100mm sluices valve | item3 | 10 | Nos
234 | Surface Box, 18 Modules, Cat No- 689022 | item207 | 1 | Nos | 0 |  |  | Excess(+) | 1 | Full Conversion | INR | [40 empty] | #VALUE! | #VALUE! | #VALUE! | 1.01 | Supplying, Conveying and fixing spls. Including eart | item1 | 123.223 | Nos
235 | EkinoxeTM Distribution Board as follows:- | [53 empty] | 1 | Construction of chamber for 100mm sluices valve | item1 | 10 | 1 Nos
236 | SPNDB, 4 way, Cat No- 607710 | item208 | 1 | Nos | 0 |  |  | Excess(+) | 1 | Full Conversion | INR | [40 empty] | #VALUE! | #VALUE! | #VALUE! | 1.01 | Supplying, Conveying and fixing spls. Including eart | item1 | 123.223 | Nos
237 | SPNDB,8 way, Cat No-607711 | item209 | 1 | Nos | 0 |  |  | Excess(+) | 1 | Full Conversion | INR | [40 empty] | #VALUE! | #VALUE! | #VALUE! | 1.02 | Construction of chamber for 100mm sluice plates | item2 | 213 | Nos
238 | SPNDB, 12 way, Cat No-607712 | item210 | 1 | Nos | 0 |  |  | Excess(+) | 1 | Full Conversion | INR | [40 empty] | #VALUE! | #VALUE! | #VALUE! | 1.01 | Supplying, Conveying and fixing spls. Including eart | item1 | 123.223 | Nos
239 | TPNBD, 4 way, Cat No- 607715 | item211 | 1 | Nos | 0 |  |  | Excess(+) | 1 | Full Conversion | INR | [40 empty] | #VALUE! | #VALUE! | #VALUE! | 1.02 | Construction of chamber for 100mm sluice plates | item2 | 213 | Nos
240 | TPNBD, 6 way, Cat No- 607716 | item212 | 1 | Nos | 0 |  |  | Excess(+) | 1 | Full Conversion | INR | [40 empty] | #VALUE! | #VALUE! | #VALUE! | 2 | Construction of chamber for 100mm sluices valve | item3 | 10 | Nos
241 | TPNBD, 8 way, Cat No-607717 | item213 | 1 | Nos | 0 |  |  | Excess(+) | 1 | Full Conversion | INR | [40 empty] | #VALUE! | #VALUE! | #VALUE! | 1.01 | Supplying, Conveying and fixing spls. Including eart | item1 | 123.223 | Nos
242 | TPNBD- DPX3 160 MCCBs, 4 way, Cat No-607913 | item214 | 1 | Nos | 0 |  |  | Excess(+) | 1 | Full Conversion | INR | [40 empty] | #VALUE! | #VALUE! | #VALUE! | 1.02 | Construction of chamber for 100mm sluice plates | item2 | 213 | Nos
243 | TPNBD- DPX3 160 MCCBs, 8 way, Cat No-607914 | item215 | 1 | Nos | 0 |  |  | Excess(+) | 1 | Full Conversion | INR | [40 empty] | #VALUE! | #VALUE! | #VALUE! | 2 | Construction of chamber for 100mm sluices valve | item3 | 10 | Nos
244 | Blanking plates (for DBs), Cat No-601470G | item216 | 1 | Nos | 0 |  |  | Excess(+) | 1 | Full Conversion | INR | [40 empty] | #VALUE! | #VALUE! | #VALUE! | 1.01 | Supplying, Conveying and fixing spls. Including eart | item1 | 123.223 | Nos
245 | Cable end Box for SPN 4 way DB, Cat No- 607744 | item217 | 1 | Nos | 0 |  |  | Excess(+) | 1 | Full Conversion | INR | [40 empty] | #VALUE! | #VALUE! | #VALUE! | 1.02 | Construction of chamber for 100mm sluice plates | item2 | 213 | Nos
246 | Cable end Box for SPN 8 way DB, Cat No- 607754 | item218 | 1 | Nos | 0 |  |  | Excess(+) | 1 | Full Conversion | INR | [40 empty] | #VALUE! | #VALUE! | #VALUE! | 2 | Construction of chamber for 100mm sluices valve | item3 | 10 | Nos
247 | Cable end Box for SPN 12 way DB, Cat No- 607764 | item219 | 1 | Nos | 0 |  |  | Excess(+) | 1 | Full Conversion | INR | [40 empty] | #VALUE! | #VALUE! | #VALUE! | 1.01 | Supplying, Conveying and fixing spls. Including eart | item1 | 123.223 | Nos
248 | Cable end Box for ETPN 4 way DB, Cat No- 607784 | item220 | 1 | Nos | 0 |  |  | Excess(+) | 1 | Full Conversion | INR | [40 empty] | #VALUE! | #VALUE! | #VALUE! | 1.02 | Construction of chamber for 100mm sluice plates | item2 | 213 | Nos
249 | Cable end Box for ETPN 6 way DB, Cat No- 607774 | item221 | 1 | Nos | 0 |  |  | Excess(+) | 1 | Full Conversion | INR | [40 empty] | #VALUE! | #VALUE! | #VALUE! | 2 | Construction of chamber for 100mm sluices valve | item3 | 10 | Nos
250 | Cable end Box for ETPN 8 way DB, Cat No- 607794 | item222 | 1 | Nos | 0 |  |  | Excess(+) | 1 | Full Conversion | INR | [40 empty] | #VALUE! | #VALUE! | #VALUE! | 1.01 | Supplying, Conveying and fixing spls. Including eart | item1 | 123.223 | Nos
251 | Cable end Box for all VTPN DPX3 MCCBDBs, Cat No- 607814 | item223 | 1 | Nos | 0 |  |  | Excess(+) | 1 | Full Conversion | INR | [40 empty] | #VALUE! | #VALUE! | #VALUE! | 1.02 | Construction of chamber for 100mm sluice plates | item2 | 213 | Nos
252 | Metra plug & socket DBs, 20A DP, Cat No- 607843 | item224 | 1 | Nos | 0 |  |  | Excess(+) | 1 | Full Conversion | INR | [40 empty] | #VALUE! | #VALUE! | #VALUE! | 2 | Construction of chamber for 100mm sluices valve | item3 | 10 | Nos
253 | Metra plug & socket DBs, 32A TP, Cat No- 607851 | item225 | 1 | Nos | 0 |  |  | Excess(+) | 1 | Full Conversion | INR | [40 empty] | #VALUE! | #VALUE! | #VALUE! | 1.01 | Supplying, Conveying and fixing spls. Including eart | item1 | 123.223 | Nos
254 | Metal 1 way enclosure, DP, Cat No- 607882 | item226 | 1 | Nos | 0 |  |  | Excess(+) | 1 | Full Conversion | INR | [40 empty] | #VALUE! | #VALUE! | #VALUE! | 1.02 | Construction of chamber for 100mm sluice plates | item2 | 213 | Nos
255 | Metal 1 way enclosure, FP, Cat No- 607884 | item227 | 1 | Nos | 0 |  |  | Excess(+) | 1 | Full Conversion | INR | [40 empty] | #VALUE! | #VALUE! | #VALUE! | 2 | Construction of chamber for 100mm sluices valve | item3 | 10 | Nos
256 | Metal 1 way enclosure, 8 way, Cat No- 607885 | item228 | 1 | Nos | 0 |  |  | Excess(+) | 1 | Full Conversion | INR | [40 empty] | #VALUE! | #VALUE! | #VALUE! | 1.01 | Supplying, Conveying and fixing spls. Including eart | item1 | 123.223 | Nos
257 | DX3 MCBs, C curve, 10 kA, 6 to 32 A, Single Pole | item229 | 1 | Nos | 0 |  |  | Excess(+) | 1 | Full Conversion | INR | [40 empty] | #VALUE! | #VALUE! | #VALUE! | 1.02 | Construction of chamber for 100mm sluice plates | item2 | 213 | Nos
258 | DX3 MCBs, C curve, 10 kA, 50 A, Single Pole | item230 | 1 | Nos | 0 |  |  | Excess(+) | 1 | Full Conversion | INR | [40 empty] | #VALUE! | #VALUE! | #VALUE! | 2 | Construction of chamber for 100mm sluices valve | item3 | 10 | Nos
259 | DX3 MCBs, C curve, 10 kA, 16 A, Double Pole | item231 | 1 | Nos | 0 |  |  | Excess(+) | 1 | Full Conversion | INR | [40 empty] | #VALUE! | #VALUE! | #VALUE! | 1.01 | Supplying, Conveying and fixing spls. Including eart | item1 | 123.223 | Nos
260 | DX3 MCBs, C curve, 10 kA, 25 A, Double Pole | item232 | 1 | Nos | 0 |  |  | Excess(+) | 1 | Full Conversion | INR | [40 empty] | #VALUE! | #VALUE! | #VALUE! | 1.02 | Construction of chamber for 100mm sluice plates | item2 | 213 | Nos
261 | DX3 MCBs, C curve, 10 kA, 32 A, Double Pole | item233 | 1 | Nos | 0 |  |  | Excess(+) | 1 | Full Conversion | INR | [40 empty] | #VALUE! | #VALUE! | #VALUE! | 2 | Construction of chamber for 100mm sluices valve | item3 | 10 | Nos
262 | DX3 MCBs, C curve, 10 kA, 40 A, Double Pole | item234 | 1 | Nos | 0 |  |  | Excess(+) | 1 | Full Conversion | INR | [40 empty] | #VALUE! | #VALUE! | #VALUE! | 1.01 | Supplying, Conveying and fixing spls. Including eart | item1 | 123.223 | Nos
263 | DX3 MCBs, C curve, 10 kA, 63 A, Double Pole | item235 | 1 | Nos | 0 |  |  | Excess(+) | 1 | Full Conversion | INR | [40 empty] | #VALUE! | #VALUE! | #VALUE! | 1.02 | Construction of chamber for 100mm sluice plates | item2 | 213 | Nos
264 | DX3 MCBs, C curve, 10 kA, 80 A, Double Pole | item236 | 1 | Nos | 0 |  |  | Excess(+) | 1 | Full Conversion | INR | [40 empty] | #VALUE! | #VALUE! | #VALUE! | 2 | Construction of chamber for 100mm sluices valve | item3 | 10 | Nos
265 | DX3 MCBs, C curve, 10 kA, 25 A, Three Pole | item237 | 1 | Nos | 0 |  |  | Excess(+) | 1 | Full Conversion | INR | [40 empty] | #VALUE! | #VALUE! | #VALUE! | 1.01 | Supplying, Conveying and fixing spls. Including eart | item1 | 123.223 | Nos
266 | DX3 MCBs, C curve, 10 kA, 40 A, Three Pole | item238 | 1 | Nos | 0 |  |  | Excess(+) | 1 | Full Conversion | INR | [40 empty] | #VALUE! | #VALUE! | #VALUE! | 1.02 | Construction of chamber for 100mm sluice plates | item2 | 213 | Nos
267 | DX3 MCBs, C curve, 10 kA, 63 A, Three Pole | item239 | 1 | Nos | 0 |  |  | Excess(+) | 1 | Full Conversion | INR | [40 empty] | #VALUE! | #VALUE! | #VALUE! | 2 | Construction of chamber for 100mm sluices valve | item3 | 10 | Nos
268 | DX3 MCBs, C curve, 10 kA, 25 A, Four Pole | item240 | 1 | Nos | 0 |  |  | Excess(+) | 1 | Full Conversion | INR | [40 empty] | #VALUE! | #VALUE! | #VALUE! | 1.01 | Supplying, Conveying and fixing spls. Including eart | item1 | 123.223 | Nos
269 | DX3 MCBs, C curve, 10 kA, 32 A, Four Pole | item241 | 1 | Nos | 0 |  |  | Excess(+) | 1 | Full Conversion | INR | [40 empty] | #VALUE! | #VALUE! | #VALUE! | 1.02 | Construction of chamber for 100mm sluice plates | item2 | 213 | Nos
270 | DX3 MCBs, C curve, 10 kA, 40 A, Four Pole | item242 | 1 | Nos | 0 |  |  | Excess(+) | 1 | Full Conversion | INR | [40 empty] | #VALUE! | #VALUE! | #VALUE! | 2 | Construction of chamber for 100mm sluices valve | item3 | 10 | Nos
271 | DX3 MCBs, C curve, 10 kA, 63 A, Four Pole | item243 | 1 | Nos | 0 |  |  | Excess(+) | 1 | Full Conversion | INR | [40 empty] | #VALUE! | #VALUE! | #VALUE! | 1.01 | Supplying, Conveying and fixing spls. Including eart | item1 | 123.223 | Nos
272 | DX3 MCBs, C curve, 10 kA, 80 A, Four Pole | item244 | 1 | Nos | 0 |  |  | Excess(+) | 1 | Full Conversion | INR | [40 empty] | #VALUE! | #VALUE! | #VALUE! | 1.02 | Construction of chamber for 100mm sluice plates | item2 | 213 | Nos
273 | DPX3 160A MCCB, 4 pole, 16KA, Cat No-420017 | item245 | 1 | Nos | 0 |  |  | Excess(+) | 1 | Full Conversion | INR | [40 empty] | #VALUE! | #VALUE! | #VALUE! | 2 | Construction of chamber for 100mm sluices valve | item3 | 10 | Nos
274 | Anchor make following items:- | [53 empty] | 1 | Construction of chamber for 100mm sluices valve | item1 | 10 | 1 Nos
275 | White, Penta, Delux Fan Regulator (Stepped type) | item246 | 1 | Nos | 0 |  |  | Excess(+) | 1 | Full Conversion | INR | [40 empty] | #VALUE! | #VALUE! | #VALUE! | 1.01 | Supplying, Conveying and fixing spls. Including eart | item1 | 123.223 | Nos
276 | White, Ceiling Rose 6A Jumbo 2 plate | item247 | 1 | Nos | 0 |  |  | Excess(+) | 1 | Full Conversion | INR | [40 empty] | #VALUE! | #VALUE! | #VALUE! | 1.02 | Construction of chamber for 100mm sluice plates | item2 | 213 | Nos
277 | White, Penta socket 6A , 2- IN- 1 | item248 | 1 | Nos | 0 |  |  | Excess(+) | 1 | Full Conversion | INR | [40 empty] | #VALUE! | #VALUE! | #VALUE! | 2 | Construction of chamber for 100mm sluices valve | item3 | 10 | Nos
278 | White, Penta cherry 6A , 1 way switch | item249 | 1 | Nos | 0 |  |  | Excess(+) | 1 | Full Conversion | INR | [40 empty] | #VALUE! | #VALUE! | #VALUE! | 1.01 | Supplying, Conveying and fixing spls. Including eart | item1 | 123.223 | Nos
279 | White, Penta Power Switches, 20A , 1 way | item250 | 1 | Nos | 0 |  |  | Excess(+) | 1 | Full Conversion | INR | [40 empty] | #VALUE! | #VALUE! | #VALUE! | 1.02 | Construction of chamber for 100mm sluice plates | item2 | 213 | Nos
280 | White, Penta Power Socket, Uni Socket 20 & 10A | item251 | 1 | Nos | 0 |  |  | Excess(+) | 1 | Full Conversion | INR | [40 empty] | #VALUE! | #VALUE! | #VALUE! | 2 | Construction of chamber for 100mm sluices valve | item3 | 10 | Nos
281 | White, Penta, Batten Holder | item252 | 1 | Nos | 0 |  |  | Excess(+) | 1 | Full Conversion | INR | [40 empty] | #VALUE! | #VALUE! | #VALUE! | 2 | Construction of chamber for 100mm sluices valve | item3 | 10 | Nos
282 | L and T make following items:- | [53 empty] | 1 | Construction of chamber for 100mm sluices valve | item1 | 10 | 1 Nos
283 | Type- FN(TPN) , Switch Disconnector Fuse Unit in sheet steel enclosure, FN32TPN, Cat No- SK95612 | item253 | 1 | Nos | 0 |  |  | Excess(+) | 1 | Full Conversion | INR | [40 empty] | #VALUE! | #VALUE! | #VALUE! | 1.01 | Supplying, Conveying and fixing spls. Including eart | item1 | 123.223 | Nos
284 | Type- FN(TPN) , Switch Disconnector Fuse Unit in sheet steel enclosure, FN63TPN, Cat No- SK95613 | item254 | 1 | Nos | 0 |  |  | Excess(+) | 1 | Full Conversion | INR | [40 empty] | #VALUE! | #VALUE! | #VALUE! | 1.02 | Construction of chamber for 100mm sluice plates | item2 | 213 | Nos
285 | Type- FN(TPN) , Switch Disconnector Fuse Unit in sheet steel enclosure, FN125TPN, Cat No- SK95005 | item255 | 1 | Nos | 0 |  |  | Excess(+) | 1 | Full Conversion | INR | [40 empty] | #VALUE! | #VALUE! | #VALUE! | 1.01 | Supplying, Conveying and fixing spls. Including eart | item1 | 123.223 | Nos
286 | Type- FN(TPN) , Switch Disconnector Fuse Unit in sheet steel enclosure, FN160TPN, Cat No- SK95715 | item256 | 1 | Nos | 0 |  |  | Excess(+) | 1 | Full Conversion | INR | [40 empty] | #VALUE! | #VALUE! | #VALUE! | 1.02 | Construction of chamber for 100mm sluice plates | item2 | 213 | Nos
287 | Type- FN(TPN) , Switch Disconnector Fuse Unit in sheet steel enclosure, FN250TPN, Cat No- SK95681 | item257 | 1 | Nos | 0 |  |  | Excess(+) | 1 | Full Conversion | INR | [40 empty] | #VALUE! | #VALUE! | #VALUE! | 2 | Construction of chamber for 100mm sluices valve | item3 | 10 | Nos
288 | Type- FN(TPN) , Switch Disconnector Fuse Unit in sheet steel enclosure, FN315TPN, Cat No- SK95514 | item258 | 1 | Nos | 0 |  |  | Excess(+) | 1 | Full Conversion | INR | [40 empty] | #VALUE! | #VALUE! | #VALUE! | 1.01 | Supplying, Conveying and fixing spls. Including eart | item1 | 123.223 | Nos
289 | Type- FN(TPN) , Switch Disconnector Fuse Unit in sheet steel enclosure, FN400TPN, Cat No- SK95515 | item259 | 1 | Nos | 0 |  |  | Excess(+) | 1 | Full Conversion | INR | [40 empty] | #VALUE! | #VALUE! | #VALUE! | 1.02 | Construction of chamber for 100mm sluice plates | item2 | 213 | Nos
290 | Type- FN(TPN) , Switch Disconnector Fuse Unit in sheet steel enclosure, FN630TPN, Cat No- SK95547 | item260 | 1 | Nos | 0 |  |  | Excess(+) | 1 | Full Conversion | INR | [40 empty] | #VALUE! | #VALUE! | #VALUE! | 2 | Construction of chamber for 100mm sluices valve | item3 | 10 | Nos
291 | Cylindrical HRC fuse link, type HF, 32A , Cat No-SF90142 | item261 | 1 | Nos | 0 |  |  | Excess(+) | 1 | Full Conversion | INR | [40 empty] | #VALUE! | #VALUE! | #VALUE! | 1.01 | Supplying, Conveying and fixing spls. Including eart | item1 | 123.223 | Nos
292 | Cylindrical HRC fuse link, type HF, 63A , Cat No-SF90159 | item262 | 1 | Nos | 0 |  |  | Excess(+) | 1 | Full Conversion | INR | [40 empty] | #VALUE! | #VALUE! | #VALUE! | 1.02 | Construction of chamber for 100mm sluice plates | item2 | 213 | Nos
293 | DIN type HRC fuse link, type HN, 125A , Cat No-SF94029 | item263 | 1 | Nos | 0 |  |  | Excess(+) | 1 | Full Conversion | INR | [40 empty] | #VALUE! | #VALUE! | #VALUE! | 2 | Construction of chamber for 100mm sluices valve | item3 | 10 | Nos
294 | DIN type HRC fuse link, type HN, 160A , Cat No-SF94939 | item264 | 1 | Nos | 0 |  |  | Excess(+) | 1 | Full Conversion | INR | [40 empty] | #VALUE! | #VALUE! | #VALUE! | 1.01 | Supplying, Conveying and fixing spls. Including eart | item1 | 123.223 | Nos
295 | DIN type HRC fuse link, type HN, 250A , Cat No-SF94232 | item265 | 1 | Nos | 0 |  |  | Excess(+) | 1 | Full Conversion | INR | [40 empty] | #VALUE! | #VALUE! | #VALUE! | 1.02 | Construction of chamber for 100mm sluice plates | item2 | 213 | Nos
296 | DIN type HRC fuse link, type HN, 315A , Cat No-SF94234 | item266 | 1 | Nos | 0 |  |  | Excess(+) | 1 | Full Conversion | INR | [40 empty] | #VALUE! | #VALUE! | #VALUE! | 2 | Construction of chamber for 100mm sluices valve | item3 | 10 | Nos
297 | DIN type HRC fuse link, type HN, 400A , Cat No-SF94335 | item267 | 1 | Nos | 0 |  |  | Excess(+) | 1 | Full Conversion | INR | [40 empty] | #VALUE! | #VALUE! | #VALUE! | 1.01 | Supplying, Conveying and fixing spls. Including eart | item1 | 123.223 | Nos
298 | DIN type HRC fuse link, type HN, 630A , Cat No-SF94437 | item268 | 1 | Nos | 0 |  |  | Excess(+) | 1 | Full Conversion | INR | [40 empty] | #VALUE! | #VALUE! | #VALUE! | 1.02 | Construction of chamber for 100mm sluice plates | item2 | 213 | Nos
299 | Submersible pump starter, MU-G 20 Fully Automatic star delta starter, Cat No- SS96985 | item269 | 1 | Nos | 0 |  |  | Excess(+) | 1 | Full Conversion | INR | [40 empty] | #VALUE! | #VALUE! | #VALUE! | 2 | Construction of chamber for 100mm sluices valve | item3 | 10 | Nos
300 | Submersible pump starter, MU-G 30 Fully Automatic star delta starter, Cat No- CS96008 | item270 | 1 | Nos | 0 |  |  | Excess(+) | 1 | Full Conversion | INR | [40 empty] | #VALUE! | #VALUE! | #VALUE! | 2 | Construction of chamber for 100mm sluices valve | item3 | 10 | Nos
301 | HPL make following items:- | [53 empty] | 1 | Construction of chamber for 100mm sluices valve | item1 | 10 | 1 Nos
302 | Switch Fuse Unit, Double Pole, 32A, 415V, Item Code- SFSRW4DP32 | item271 | 1 | Nos | 0 |  |  | Excess(+) | 1 | Full Conversion | INR | [40 empty] | #VALUE! | #VALUE! | #VALUE! | 1.01 | Supplying, Conveying and fixing spls. Including eart | item1 | 123.223 | Nos
303 | Change Over Switch, Double Pole, 63A, 240V, Item Code- COS2DP63 | item272 | 1 | Nos | 0 |  |  | Excess(+) | 1 | Full Conversion | INR | [40 empty] | #VALUE! | #VALUE! | #VALUE! | 1.02 | Construction of chamber for 100mm sluice plates | item2 | 213 | Nos
304 | HPL SOCOMEC, On Load Change Over Switch, 4 Pole, 415V in sheet steel enclosures of following current rating & item code numbers:- | [53 empty] | 1 | Construction of chamber for 100mm sluices valve | item1 | 10 | 1 Nos
305 | 63A, Item Code No- CDC00634PE | item273 | 1 | Nos | 0 |  |  | Excess(+) | 1 | Full Conversion | INR | [40 empty] | #VALUE! | #VALUE! | #VALUE! | 1.01 | Supplying, Conveying and fixing spls. Including eart | item1 | 123.223 | Nos
306 | 125A, Item Code No- C01254PE | item274 | 1 | Nos | 0 |  |  | Excess(+) | 1 | Full Conversion | INR | [40 empty] | #VALUE! | #VALUE! | #VALUE! | 1.02 | Construction of chamber for 100mm sluice plates | item2 | 213 | Nos
307 | 160A, Item Code No- C01604PE | item275 | 1 | Nos | 0 |  |  | Excess(+) | 1 | Full Conversion | INR | [40 empty] | #VALUE! | #VALUE! | #VALUE! | 2 | Construction of chamber for 100mm sluices valve | item3 | 10 | Nos
308 | 250A, Item Code No- C02504PE | item276 | 1 | Nos | 0 |  |  | Excess(+) | 1 | Full Conversion | INR | [40 empty] | #VALUE! | #VALUE! | #VALUE! | 1.01 | Supplying, Conveying and fixing spls. Including eart | item1 | 123.223 | Nos
309 | 320A, Item Code No- C03204PE | item277 | 1 | Nos | 0 |  |  | Excess(+) | 1 | Full Conversion | INR | [40 empty] | #VALUE! | #VALUE! | #VALUE! | 1.02 | Construction of chamber for 100mm sluice plates | item2 | 213 | Nos
310 | 400A, Item Code No- C04004PE | item278 | 1 | Nos | 0 |  |  | Excess(+) | 1 | Full Conversion | INR | [40 empty] | #VALUE! | #VALUE! | #VALUE! | 1.01 | Supplying, Conveying and fixing spls. Including eart | item1 | 123.223 | Nos
311 | 630A, Item Code No- C06304PE | item279 | 1 | Nos | 0 |  |  | Excess(+) | 1 | Full Conversion | INR | [40 empty] | #VALUE! | #VALUE! | #VALUE! | 2 | Construction of chamber for 100mm sluices valve | item3 | 10 | Nos
312 | Hagger make following items:-VTPNDBs , Double Door (suitable for 160A MCCB incomer type, but excluding the supply & fixing of MCCB) of following ways & Cat nos. | [53 empty] | 1 | Construction of chamber for 100mm sluices valve | item1 | 10 | 1 Nos
313 | 4way, Cat No- VYV04DM | item280 | 1 | Nos | 0 |  |  | Excess(+) | 1 | Full Conversion | INR | [40 empty] | #VALUE! | #VALUE! | #VALUE! | 1.01 | Supplying, Conveying and fixing spls. Including eart | item1 | 123.223 | Nos
314 | 6way, Cat No- VYV06DM | item281 | 1 | Nos | 0 |  |  | Excess(+) | 1 | Full Conversion | INR | [40 empty] | #VALUE! | #VALUE! | #VALUE! | 1.02 | Construction of chamber for 100mm sluice plates | item2 | 213 | Nos
315 | 8way, Cat No- VYV08DM | item282 | 1 | Nos | 0 |  |  | Excess(+) | 1 | Full Conversion | INR | [40 empty] | #VALUE! | #VALUE! | #VALUE! | 2 | Construction of chamber for 100mm sluices valve | item3 | 10 | Nos
316 | VTPNDBs,Double Door(suitable for 250A MCCB incomer type, but excluding the supply & fixing of MCCB) of following ways & Cat nos.:- | [53 empty] | 1 | Construction of chamber for 100mm sluices valve | item1 | 10 | 1 Nos
317 | 4way, Cat No- VYV04DM2 | item283 | 1 | Nos | 0 |  |  | Excess(+) | 1 | Full Conversion | INR | [40 empty] | #VALUE! | #VALUE! | #VALUE! | 1.01 | Supplying, Conveying and fixing spls. Including eart | item1 | 123.223 | Nos
318 | 6way, Cat No- VYV06DM2 | item284 | 1 | Nos | 0 |  |  | Excess(+) | 1 | Full Conversion | INR | [40 empty] | #VALUE! | #VALUE! | #VALUE! | 1.02 | Construction of chamber for 100mm sluice plates | item2 | 213 | Nos
319 | 8way, Cat No- VYV08DM2 | item285 | 1 | Nos | 0 |  |  | Excess(+) | 1 | Full Conversion | INR | [40 empty] | #VALUE! | #VALUE! | #VALUE! | 2 | Construction of chamber for 100mm sluices valve | item3 | 10 | Nos
320 | 3 pole MCCB, 25KA as follows :- | [53 empty] | 1 | Construction of chamber for 100mm sluices valve | item1 | 10 | 1 Nos
321 | 100A, Cat No- HHA 100U | item286 | 1 | Nos | 0 |  |  | Excess(+) | 1 | Full Conversion | INR | [40 empty] | #VALUE! | #VALUE! | #VALUE! | 1.01 | Supplying, Conveying and fixing spls. Including eart | item1 | 123.223 | Nos
322 | 160A, Cat No- HHA 160U | item287 | 1 | Nos | 0 |  |  | Excess(+) | 1 | Full Conversion | INR | [40 empty] | #VALUE! | #VALUE! | #VALUE! | 1.02 | Construction of chamber for 100mm sluice plates | item2 | 213 | Nos
323 | 200A, Cat No- HHB 200Z | item288 | 1 | Nos | 0 |  |  | Excess(+) | 1 | Full Conversion | INR | [40 empty] | #VALUE! | #VALUE! | #VALUE! | 1.01 | Supplying, Conveying and fixing spls. Including eart | item1 | 123.223 | Nos
324 | 250A, Cat No- HHB 250Z | item289 | 1 | Nos | 0 |  |  | Excess(+) | 1 | Full Conversion | INR | [40 empty] | #VALUE! | #VALUE! | #VALUE! | 2 | Construction of chamber for 100mm sluices valve | item3 | 10 | Nos
325 | Cable end box as follows:- | [53 empty] | 1 | Construction of chamber for 100mm sluices valve | item1 | 10 | 1 Nos
326 | CEB for 4way SPN DD DB, Cat No- VYS04E | item290 | 1 | Nos | 0 |  |  | Excess(+) | 1 | Full Conversion | INR | [40 empty] | #VALUE! | #VALUE! | #VALUE! | 1.01 | Supplying, Conveying and fixing spls. Including eart | item1 | 123.223 | Nos
327 | CEB for 6way SPN DD DB, Cat No- VYS06E | item291 | 1 | Nos | 0 |  |  | Excess(+) | 1 | Full Conversion | INR | [40 empty] | #VALUE! | #VALUE! | #VALUE! | 1.02 | Construction of chamber for 100mm sluice plates | item2 | 213 | Nos
328 | CEB for 8way SPN DD DB, Cat No- VYS08E | item292 | 1 | Nos | 0 |  |  | Excess(+) | 1 | Full Conversion | INR | [40 empty] | #VALUE! | #VALUE! | #VALUE! | 2 | Construction of chamber for 100mm sluices valve | item3 | 10 | Nos
329 | CEB for 12way SPN DD DB, Cat No- VYS12E | item293 | 1 | Nos | 0 |  |  | Excess(+) | 1 | Full Conversion | INR | [40 empty] | #VALUE! | #VALUE! | #VALUE! | 1.01 | Supplying, Conveying and fixing spls. Including eart | item1 | 123.223 | Nos
330 | CEB for 16way SPN DD DB, Cat No- VYS16E | item294 | 1 | Nos | 0 |  |  | Excess(+) | 1 | Full Conversion | INR | [40 empty] | #VALUE! | #VALUE! | #VALUE! | 1.02 | Construction of chamber for 100mm sluice plates | item2 | 213 | Nos
331 | CEB for 4way TPN DD DB, Cat No- VYT04E | item295 | 1 | Nos | 0 |  |  | Excess(+) | 1 | Full Conversion | INR | [40 empty] | #VALUE! | #VALUE! | #VALUE! | 1.01 | Supplying, Conveying and fixing spls. Including eart | item1 | 123.223 | Nos
332 | CEB for 6way TPN DD DB, Cat No- VYT06E | item296 | 1 | Nos | 0 |  |  | Excess(+) | 1 | Full Conversion | INR | [40 empty] | #VALUE! | #VALUE! | #VALUE! | 1.02 | Construction of chamber for 100mm sluice plates | item2 | 213 | Nos
333 | CEB for 8way TPN DD DB, Cat No- VYT08E | item297 | 1 | Nos | 0 |  |  | Excess(+) | 1 | Full Conversion | INR | [40 empty] | #VALUE! | #VALUE! | #VALUE! | 2 | Construction of chamber for 100mm sluices valve | item3 | 10 | Nos
334 | SPNDBs with Double Door as follows:- | [53 empty] | 1 | Construction of chamber for 100mm sluices valve | item1 | 10 | 1 Nos
335 | 4 way, Cat No- VYS 04 D | item298 | 1 | Nos | 0 |  |  | Excess(+) | 1 | Full Conversion | INR | [40 empty] | #VALUE! | #VALUE! | #VALUE! | 1.01 | Supplying, Conveying and fixing spls. Including eart | item1 | 123.223 | Nos
336 | 6 way, Cat No- VYS 06 D | item299 | 1 | Nos | 0 |  |  | Excess(+) | 1 | Full Conversion | INR | [40 empty] | #VALUE! | #VALUE! | #VALUE! | 1.02 | Construction of chamber for 100mm sluice plates | item2 | 213 | Nos
337 | 8 way, Cat No- VYS 08 D | item300 | 1 | Nos | 0 |  |  | Excess(+) | 1 | Full Conversion | INR | [40 empty] | #VALUE! | #VALUE! | #VALUE! | 1.01 | Supplying, Conveying and fixing spls. Including eart | item1 | 123.223 | Nos
338 | 12 way, Cat No- VYS 12 D | item301 | 1 | Nos | 0 |  |  | Excess(+) | 1 | Full Conversion | INR | [40 empty] | #VALUE! | #VALUE! | #VALUE! | 1.02 | Construction of chamber for 100mm sluice plates | item2 | 213 | Nos
339 | 16 way, Cat No- VYS 16D | item302 | 1 | Nos | 0 |  |  | Excess(+) | 1 | Full Conversion | INR | [40 empty] | #VALUE! | #VALUE! | #VALUE! | 2 | Construction of chamber for 100mm sluices valve | item3 | 10 | Nos
340 | TPNDBs with Double Door as follows | [53 empty] | 1 | Construction of chamber for 100mm sluices valve | item1 | 10 | 1 Nos
341 | 4 way, Cat No- VYT 04 DH | item303 | 1 | Nos | 0 |  |  | Excess(+) | 1 | Full Conversion | INR | [40 empty] | #VALUE! | #VALUE! | #VALUE! | 1.01 | Supplying, Conveying and fixing spls. Including eart | item1 | 123.223 | Nos
342 | 6 way, Cat No- VYT 06 DH | item304 | 1 | Nos | 0 |  |  | Excess(+) | 1 | Full Conversion | INR | [40 empty] | #VALUE! | #VALUE! | #VALUE! | 1.02 | Construction of chamber for 100mm sluice plates | item2 | 213 | Nos
343 | 8 way, Cat No- VYT 08 DH | item305 | 1 | Nos | 0 |  |  | Excess(+) | 1 | Full Conversion | INR | [40 empty] | #VALUE! | #VALUE! | #VALUE! | 2 | Construction of chamber for 100mm sluices valve | item3 | 10 | Nos
344 | One way enclosures as follows:- | [53 empty] | 1 | Construction of chamber for 100mm sluices valve | item1 | 10 | 1 Nos
345 | 2 way, Cat No- VYM 02 C | item306 | 1 | Nos | 0 |  |  | Excess(+) | 1 | Full Conversion | INR | [40 empty] | #VALUE! | #VALUE! | #VALUE! | 1.01 | Supplying, Conveying and fixing spls. Including eart | item1 | 123.223 | Nos
346 | 4 way, Cat No- VYM 04C | item307 | 1 | Nos | 0 |  |  | Excess(+) | 1 | Full Conversion | INR | [40 empty] | #VALUE! | #VALUE! | #VALUE! | 1.02 | Construction of chamber for 100mm sluice plates | item2 | 213 | Nos
347 | 6way, Cat No- VYM 06 C | item308 | 1 | Nos | 0 |  |  | Excess(+) | 1 | Full Conversion | INR | [40 empty] | #VALUE! | #VALUE! | #VALUE! | 2 | Construction of chamber for 100mm sluices valve | item3 | 10 | Nos
348 | C curve ,Single pole, MCBs of following ratings:- | [53 empty] | 1 | Construction of chamber for 100mm sluices valve | item1 | 10 | 1 Nos
349 | 6 to 32 A | item309 | 1 | Nos | 0 |  |  | Excess(+) | 1 | Full Conversion | INR | [40 empty] | #VALUE! | #VALUE! | #VALUE! | 1.01 | Supplying, Conveying and fixing spls. Including eart | item1 | 123.223 | Nos
350 | 50A | item310 | 1 | Nos | 0 |  |  | Excess(+) | 1 | Full Conversion | INR | [40 empty] | #VALUE! | #VALUE! | #VALUE! | 1.02 | Construction of chamber for 100mm sluice plates | item2 | 213 | Nos
351 | C curve, Double pole MCBs of following ratings:- | [53 empty] | 1 | Construction of chamber for 100mm sluices valve | item1 | 10 | 1 Nos
352 | 40A | item311 | 1 | Nos | 0 |  |  | Excess(+) | 1 | Full Conversion | INR | [40 empty] | #VALUE! | #VALUE! | #VALUE! | 1.01 | Supplying, Conveying and fixing spls. Including eart | item1 | 123.223 | Nos
353 | 63A | item312 | 1 | Nos | 0 |  |  | Excess(+) | 1 | Full Conversion | INR | [40 empty] | #VALUE! | #VALUE! | #VALUE! | 1.02 | Construction of chamber for 100mm sluice plates | item2 | 213 | Nos
354 | 80A | item313 | 1 | Nos | 0 |  |  | Excess(+) | 1 | Full Conversion | INR | [40 empty] | #VALUE! | #VALUE! | #VALUE! | 2 | Construction of chamber for 100mm sluices valve | item3 | 10 | Nos
355 | C curve, Three pole MCBs of following ratings:- | [53 empty] | 1 | Construction of chamber for 100mm sluices valve | item1 | 10 | 1 Nos
356 | 40A | item314 | 1 | Nos | 0 |  |  | Excess(+) | 1 | Full Conversion | INR | [40 empty] | #VALUE! | #VALUE! | #VALUE! | 1.01 | Supplying, Conveying and fixing spls. Including eart | item1 | 123.223 | Nos
357 | 63A | item315 | 1 | Nos | 0 |  |  | Excess(+) | 1 | Full Conversion | INR | [40 empty] | #VALUE! | #VALUE! | #VALUE! | 1.02 | Construction of chamber for 100mm sluice plates | item2 | 213 | Nos
358 | C curve, Four pole MCBs of following ratings:- | [53 empty] | 1 | Construction of chamber for 100mm sluices valve | item1 | 10 | 1 Nos
359 | 40A | item316 | 1 | Nos | 0 |  |  | Excess(+) | 1 | Full Conversion | INR | [40 empty] | #VALUE! | #VALUE! | #VALUE! | 1.01 | Supplying, Conveying and fixing spls. Including eart | item1 | 123.223 | Nos
360 | 63A | item317 | 1 | Nos | 0 |  |  | Excess(+) | 1 | Full Conversion | INR | [40 empty] | #VALUE! | #VALUE! | #VALUE! | 1.02 | Construction of chamber for 100mm sluice plates | item2 | 213 | Nos
361 | 80A | item318 | 1 | Nos | 0 |  |  | Excess(+) | 1 | Full Conversion | INR | [40 empty] | #VALUE! | #VALUE! | #VALUE! | 2 | Construction of chamber for 100mm sluices valve | item3 | 10 | Nos
362 | Supply of Wipro make following items-Recess mounted luminaries:- | [53 empty] | 1 | Construction of chamber for 100mm sluices valve | item1 | 10 | 1 Nos
363 | LM17-411-XXX-57-XX | item319 | 1 | Nos | 0 |  |  | Excess(+) | 1 | Full Conversion | INR | [40 empty] | #VALUE! | #VALUE! | #VALUE! | 1.01 | Supplying, Conveying and fixing spls. Including eart | item1 | 123.223 | Nos
364 | CRCO10R038HP57 | item320 | 1 | Nos | 0 |  |  | Excess(+) | 1 | Full Conversion | INR | [40 empty] | #VALUE! | #VALUE! | #VALUE! | 1.02 | Construction of chamber for 100mm sluice plates | item2 | 213 | Nos
365 | CRDL11R013HP57 | item321 | 1 | Nos | 0 |  |  | Excess(+) | 1 | Full Conversion | INR | [40 empty] | #VALUE! | #VALUE! | #VALUE! | 2 | Construction of chamber for 100mm sluices valve | item3 | 10 | Nos
366 | CRCO15R013HP57 | item322 | 1 | Nos | 0 |  |  | Excess(+) | 1 | Full Conversion | INR | [40 empty] | #VALUE! | #VALUE! | #VALUE! | 1.01 | Supplying, Conveying and fixing spls. Including eart | item1 | 123.223 | Nos
367 | WVP 78236 SGW suitable for 2x36W CFL (TC-L) | item323 | 1 | Nos | 0 |  |  | Excess(+) | 1 | Full Conversion | INR | [40 empty] | #VALUE! | #VALUE! | #VALUE! | 1.02 | Construction of chamber for 100mm sluice plates | item2 | 213 | Nos
368 | WVF 20228SGW suitable for 2x28W FTL (T5) | item324 | 1 | Nos | 0 |  |  | Excess(+) | 1 | Full Conversion | INR | [40 empty] | #VALUE! | #VALUE! | #VALUE! | 2 | Construction of chamber for 100mm sluices valve | item3 | 10 | Nos
369 | Surface mounted luminary:- | [53 empty] | 1 | Construction of chamber for 100mm sluices valve | item1 | 10 | 1 Nos
370 | LD51-006-XXX-WH-XX | item325 | 1 | Nos | 0 |  |  | Excess(+) | 1 | Full Conversion | INR | [40 empty] | #VALUE! | #VALUE! | #VALUE! | 1.01 | Supplying, Conveying and fixing spls. Including eart | item1 | 123.223 | Nos
371 | WVF48228 SGW suitable for 2x28W FTL (T5) | item326 | 1 | Nos | 0 |  |  | Excess(+) | 1 | Full Conversion | INR | [40 empty] | #VALUE! | #VALUE! | #VALUE! | 1.02 | Construction of chamber for 100mm sluice plates | item2 | 213 | Nos
372 | WIF 20128 SG suitable for 1x28W FTL (T5) | item327 | 1 | Nos | 0 |  |  | Excess(+) | 1 | Full Conversion | INR | [40 empty] | #VALUE! | #VALUE! | #VALUE! | 1.01 | Supplying, Conveying and fixing spls. Including eart | item1 | 123.223 | Nos
373 | Garnet Batten 20W LED | item328 | 1 | Nos | 0 |  |  | Excess(+) | 1 | Full Conversion | INR | [40 empty] | #VALUE! | #VALUE! | #VALUE! | 2 | Construction of chamber for 100mm sluices valve | item3 | 10 | Nos
374 | Desk/Task light:- | [53 empty] | 1 | Construction of chamber for 100mm sluices valve | item1 | 10 | 1 Nos
375 | LM62-360-XXX-50-XX | item329 | 1 | Nos | 0 |  |  | Excess(+) | 1 | Full Conversion | INR | [40 empty] | #VALUE! | #VALUE! | #VALUE! | 1.01 | Supplying, Conveying and fixing spls. Including eart | item1 | 123.223 | Nos
376 | LM90-003-XXX-WH-XX | item330 | 1 | Nos | 0 |  |  | Excess(+) | 1 | Full Conversion | INR | [40 empty] | #VALUE! | #VALUE! | #VALUE! | 1.02 | Construction of chamber for 100mm sluice plates | item2 | 213 | Nos
377 | Pathway light, FPH 68070 | item331 | 1 | Nos | 0 |  |  | Excess(+) | 1 | Full Conversion | INR | [40 empty] | #VALUE! | #VALUE! | #VALUE! | 2 | Construction of chamber for 100mm sluices valve | item3 | 10 | Nos
378 | Lamps:- | [53 empty] | 1 | Construction of chamber for 100mm sluices valve | item1 | 10 | 1 Nos
379 | FTL, Slim (T8), 36 W | item332 | 1 | Nos | 0 |  |  | Excess(+) | 1 | Full Conversion | INR | [40 empty] | #VALUE! | #VALUE! | #VALUE! | 1.01 | Supplying, Conveying and fixing spls. Including eart | item1 | 123.223 | Nos
380 | FTL, Ultra slim (T5), 28 W | item333 | 1 | Nos | 0 |  |  | Excess(+) | 1 | Full Conversion | INR | [40 empty] | #VALUE! | #VALUE! | #VALUE! | 1.02 | Construction of chamber for 100mm sluice plates | item2 | 213 | Nos
381 | HPSV, Eliptical, 70W | item334 | 1 | Nos | 0 |  |  | Excess(+) | 1 | Full Conversion | INR | [40 empty] | #VALUE! | #VALUE! | #VALUE! | 2 | Construction of chamber for 100mm sluices valve | item3 | 10 | Nos
382 | HPSV, Eliptical, 150 W | item335 | 1 | Nos | 0 |  |  | Excess(+) | 1 | Full Conversion | INR | [40 empty] | #VALUE! | #VALUE! | #VALUE! | 1.01 | Supplying, Conveying and fixing spls. Including eart | item1 | 123.223 | Nos
383 | 2x36W CFL (TC-L) | item336 | 1 | Nos | 0 |  |  | Excess(+) | 1 | Full Conversion | INR | [40 empty] | #VALUE! | #VALUE! | #VALUE! | 1.02 | Construction of chamber for 100mm sluice plates | item2 | 213 | Nos
384 | Electronic ballast, Insta glow choke T8 suitable for FTL 36/40W | item337 | 1 | Nos | 0 |  |  | Excess(+) | 1 | Full Conversion | INR | [40 empty] | #VALUE! | #VALUE! | #VALUE! | 1.01 | Supplying, Conveying and fixing spls. Including eart | item1 | 123.223 | Nos
385 | Electronic ballast, Insta glow choke T5 suitable for FTL28W | item338 | 1 | Nos | 0 |  |  | Excess(+) | 1 | Full Conversion | INR | [40 empty] | #VALUE! | #VALUE! | #VALUE! | 1.02 | Construction of chamber for 100mm sluice plates | item2 | 213 | Nos
386 | MS Angle /Chanel of different sizes | item339 | 1 | Kgs | 0 |  |  | Excess(+) | 1 | Full Conversion | INR | [40 empty] | #VALUE! | #VALUE! | #VALUE! | 2 | Construction of chamber for 100mm sluices valve | item3 | 10 | Nos
387 | QST/Jindal/Tata make, Class B, GI pipes of following Sizes:- | [53 empty] | 1 | Construction of chamber for 100mm sluices valve | item1 | 10 | 1 Nos
388 | 32 mm | item340 | 1 | Mtr | 0 |  |  | Excess(+) | 1 | Full Conversion | INR | [40 empty] | #VALUE! | #VALUE! | #VALUE! | 1.01 | Supplying, Conveying and fixing spls. Including eart | item1 | 123.223 | Nos
389 | 40 mm | item341 | 1 | Mtr | 0 |  |  | Excess(+) | 1 | Full Conversion | INR | [40 empty] | #VALUE! | #VALUE! | #VALUE! | 1.02 | Construction of chamber for 100mm sluice plates | item2 | 213 | Nos
390 | 50 mm | item342 | 1 | Mtr | 0 |  |  | Excess(+) | 1 | Full Conversion | INR | [40 empty] | #VALUE! | #VALUE! | #VALUE! | 1.01 | Supplying, Conveying and fixing spls. Including eart | item1 | 123.223 | Nos
391 | 100 mm | item343 | 1 | Mtr | 0 |  |  | Excess(+) | 1 | Full Conversion | INR | [40 empty] | #VALUE! | #VALUE! | #VALUE! | 1.02 | Construction of chamber for 100mm sluice plates | item2 | 213 | Nos
392 | 150 mm | item344 | 1 | Mtr | 0 |  |  | Excess(+) | 1 | Full Conversion | INR | [40 empty] | #VALUE! | #VALUE! | #VALUE! | 2 | Construction of chamber for 100mm sluices valve | item3 | 10 | Nos
393 | L &T EXORA make following items:- MCB, C Curve, 10 KA of following ratings:- | [53 empty] | 1 | Construction of chamber for 100mm sluices valve | item1 | 10 | 1 Nos
394 | 6 to 32A, Single Pole | item345 | 1 | Nos | 0 |  |  | Excess(+) | 1 | Full Conversion | INR | [40 empty] | #VALUE! | #VALUE! | #VALUE! | 1.01 | Supplying, Conveying and fixing spls. Including eart | item1 | 123.223 | Nos
395 | 40 A, Single Pole | item346 | 1 | Nos | 0 |  |  | Excess(+) | 1 | Full Conversion | INR | [40 empty] | #VALUE! | #VALUE! | #VALUE! | 1.02 | Construction of chamber for 100mm sluice plates | item2 | 213 | Nos
396 | 63A, Single Pole | item347 | 1 | Nos | 0 |  |  | Excess(+) | 1 | Full Conversion | INR | [40 empty] | #VALUE! | #VALUE! | #VALUE! | 2 | Construction of chamber for 100mm sluices valve | item3 | 10 | Nos
397 | 32A, Double Pole | item348 | 1 | Nos | 0 |  |  | Excess(+) | 1 | Full Conversion | INR | [40 empty] | #VALUE! | #VALUE! | #VALUE! | 1.01 | Supplying, Conveying and fixing spls. Including eart | item1 | 123.223 | Nos
398 | 40A, Double Pole | item349 | 1 | Nos | 0 |  |  | Excess(+) | 1 | Full Conversion | INR | [40 empty] | #VALUE! | #VALUE! | #VALUE! | 1.02 | Construction of chamber for 100mm sluice plates | item2 | 213 | Nos
399 | 63A, Double Pole | item350 | 1 | Nos | 0 |  |  | Excess(+) | 1 | Full Conversion | INR | [40 empty] | #VALUE! | #VALUE! | #VALUE! | 1.01 | Supplying, Conveying and fixing spls. Including eart | item1 | 123.223 | Nos
400 | 63 A, Three pole | item351 | 1 | Nos | 0 |  |  | Excess(+) | 1 | Full Conversion | INR | [40 empty] | #VALUE! | #VALUE! | #VALUE! | 1.02 | Construction of chamber for 100mm sluice plates | item2 | 213 | Nos
401 | 40A, Four Pole | item352 | 1 | Kgs | 0 |  |  | Excess(+) | 1 | Full Conversion | INR | [40 empty] | #VALUE! | #VALUE! | #VALUE! | 2 | Construction of chamber for 100mm sluices valve | item3 | 10 | Nos
402 | 63A, Four Pole | item353 | 1 | Nos | 0 |  |  | Excess(+) | 1 | Full Conversion | INR | [40 empty] | #VALUE! | #VALUE! | #VALUE! | 2 | Construction of chamber for 100mm sluices valve | item3 | 10 | Nos
403 | L &T EXORA make, Horizontal PPI DBs (TPN DBs) as follows:- | [53 empty] | 1 | Construction of chamber for 100mm sluices valve | item1 | 10 | 1 Nos
404 | 4 way, Cat No- DBHP1004DD | item354 | 1 | Pkt | 0 |  |  | Excess(+) | 1 | Full Conversion | INR | [40 empty] | #VALUE! | #VALUE! | #VALUE! | 1.01 | Supplying, Conveying and fixing spls. Including eart | item1 | 123.223 | Nos
405 | 6 way, Cat No- DBHP1006DD | item355 | 1 | Pkt | 0 |  |  | Excess(+) | 1 | Full Conversion | INR | [40 empty] | #VALUE! | #VALUE! | #VALUE! | 1.02 | Construction of chamber for 100mm sluice plates | item2 | 213 | Nos
406 | 8 way, Cat No- DBHP1008DD | item356 | 1 | Pkt | 0 |  |  | Excess(+) | 1 | Full Conversion | INR | [40 empty] | #VALUE! | #VALUE! | #VALUE! | 2 | Construction of chamber for 100mm sluices valve | item3 | 10 | Nos
411 | L &T EXORA make, SPN DBs as follows:- | [53 empty] | 1 | Construction of chamber for 100mm sluices valve | item1 | 10 | 1 Nos
412 | 4 way, Cat No- DBSPN004DD | item357 | 1 | Pkt | 0 |  |  | Excess(+) | 1 | Full Conversion | INR | [40 empty] | #VALUE! | #VALUE! | #VALUE! | 1.01 | Supplying, Conveying and fixing spls. Including eart | item1 | 123.223 | Nos
413 | 6 way, Cat No- DBSPN006DD | item358 | 1 | Pkt | 0 |  |  | Excess(+) | 1 | Full Conversion | INR | [40 empty] | #VALUE! | #VALUE! | #VALUE! | 1.02 | Construction of chamber for 100mm sluice plates | item2 | 213 | Nos
414 | 8 way, Cat No- DBSPN008DD | item359 | 1 | Nos | 0 |  |  | Excess(+) | 1 | Full Conversion | INR | [40 empty] | #VALUE! | #VALUE! | #VALUE! | 2 | Construction of chamber for 100mm sluices valve | item3 | 10 | Nos
415 | 12 way, Cat No- DBSPN012DD | item360 | 1 | Mtr | 0 |  |  | Excess(+) | 1 | Full Conversion | INR | [40 empty] | #VALUE! | #VALUE! | #VALUE! | 1.01 | Supplying, Conveying and fixing spls. Including eart | item1 | 123.223 | Nos
416 | 16 way, Cat No- DBSPN016DD | item361 | 1 | Mtr | 0 |  |  | Excess(+) | 1 | Full Conversion | INR | [40 empty] | #VALUE! | #VALUE! | #VALUE! | 1.02 | Construction of chamber for 100mm sluice plates | item2 | 213 | Nos
417 | L &T ORIS make following items:- | [53 empty] | 1 | Construction of chamber for 100mm sluices valve | item1 | 10 | 1 Nos
418 | 1 way switch, 6A, Cat No- OS11W06 | item362 | 1 | Mtr | 0 |  |  | Excess(+) | 1 | Full Conversion | INR | [40 empty] | #VALUE! | #VALUE! | #VALUE! | 1.01 | Supplying, Conveying and fixing spls. Including eart | item1 | 123.223 | Nos
419 | 1 way switch, 16A, Cat No- OS11W16 | item363 | 1 | Mtr | 0 |  |  | Excess(+) | 1 | Full Conversion | INR | [40 empty] | #VALUE! | #VALUE! | #VALUE! | 1.02 | Construction of chamber for 100mm sluice plates | item2 | 213 | Nos
420 | Bell push, 6A, Cat No- OB11W06 | item364 | 1 | Mtr | 0 |  |  | Excess(+) | 1 | Full Conversion | INR | [40 empty] | #VALUE! | #VALUE! | #VALUE! | 1.02 | Construction of chamber for 100mm sluice plates | item2 | 213 | Nos
421 | Safety AC Power Unit, 25A, Cat No- OS61W25 | item365 | 1 | Mtr | 0 |  |  | Excess(+) | 1 | Full Conversion | INR | [40 empty] | #VALUE! | #VALUE! | #VALUE! | 2 | Construction of chamber for 100mm sluices valve | item3 | 10 | Nos
422 | LED Indicator light, Cat No- OA11W00 | item366 | 1 | Each | 0 |  |  | Excess(+) | 1 | Full Conversion | INR | [40 empty] | #VALUE! | #VALUE! | #VALUE! | 1.01 | Supplying, Conveying and fixing spls. Including eart | item1 | 123.223 | Nos
423 | 2 pin/3 pin Socket, 6A Cat No- OC32W06 | item367 | 1 | Each/per role | 0 |  |  | Excess(+) | 1 | Full Conversion | INR | [40 empty] | #VALUE! | #VALUE! | #VALUE! | 1.02 | Construction of chamber for 100mm sluice plates | item2 | 213 | Nos
424 | Twin 3 pin power socket, 6/16A, Cat No- OC32W66 | item368 | 1 | Mtr | 0 |  |  | Excess(+) | 1 | Full Conversion | INR | [40 empty] | #VALUE! | #VALUE! | #VALUE! | 1.01 | Supplying, Conveying and fixing spls. Including eart | item1 | 123.223 | Nos
425 | 4 Step Fan Regulator, Cat No- OR21W01 | item369 | 1 | Mtr | 0 |  |  | Excess(+) | 1 | Full Conversion | INR | [40 empty] | #VALUE! | #VALUE! | #VALUE! | 2 | Construction of chamber for 100mm sluices valve | item3 | 10 | Nos
426 | RJ 11 shuttered, Cat No- OT11W11 | item370 | 1 | Pkt | 0 |  |  | Excess(+) | 1 | Full Conversion | INR | [40 empty] | #VALUE! | #VALUE! | #VALUE! | 1.01 | Supplying, Conveying and fixing spls. Including eart | item1 | 123.223 | Nos
427 | RJ 45 shuttered, Cat No- OT11W45 | item371 | 1 | Pkt | 0 |  |  | Excess(+) | 1 | Full Conversion | INR | [40 empty] | #VALUE! | #VALUE! | #VALUE! | 1.02 | Construction of chamber for 100mm sluice plates | item2 | 213 | Nos
428 | TV socket, Cat No- OT11W00 | item372 | 1 | Pkt | 0 |  |  | Excess(+) | 1 | Full Conversion | INR | [40 empty] | #VALUE! | #VALUE! | #VALUE! | 1.01 | Supplying, Conveying and fixing spls. Including eart | item1 | 123.223 | Nos
429 | Face Plates & grid plates as follows:- | [53 empty] | 1 | Construction of chamber for 100mm sluices valve | item1 | 10 | 1 Nos
430 | 1 module + cover | item373 | 1 | Each | 0 |  |  | Excess(+) | 1 | Full Conversion | INR | [40 empty] | #VALUE! | #VALUE! | #VALUE! | 1.01 | Supplying, Conveying and fixing spls. Including eart | item1 | 123.223 | Nos
431 | 2 module + cover | item374 | 1 | Each/per role | 0 |  |  | Excess(+) | 1 | Full Conversion | INR | [40 empty] | #VALUE! | #VALUE! | #VALUE! | 1.02 | Construction of chamber for 100mm sluice plates | item2 | 213 | Nos
432 | 3 module + cover | item375 | 1 | Mtr | 0 |  |  | Excess(+) | 1 | Full Conversion | INR | [40 empty] | #VALUE! | #VALUE! | #VALUE! | 1.01 | Supplying, Conveying and fixing spls. Including eart | item1 | 123.223 | Nos
433 | 4module + cover | item376 | 1 | Mtr | 0 |  |  | Excess(+) | 1 | Full Conversion | INR | [40 empty] | #VALUE! | #VALUE! | #VALUE! | 2 | Construction of chamber for 100mm sluices valve | item3 | 10 | Nos
434 | 6 module + cover | item377 | 1 | Pkt | 0 |  |  | Excess(+) | 1 | Full Conversion | INR | [40 empty] | #VALUE! | #VALUE! | #VALUE! | 1.01 | Supplying, Conveying and fixing spls. Including eart | item1 | 123.223 | Nos
435 | 8 module + cover | item378 | 1 | Pkt | 0 |  |  | Excess(+) | 1 | Full Conversion | INR | [40 empty] | #VALUE! | #VALUE! | #VALUE! | 1.02 | Construction of chamber for 100mm sluice plates | item2 | 213 | Nos
436 | 10 module + cover | item379 | 1 | Pkt | 0 |  |  | Excess(+) | 1 | Full Conversion | INR | [40 empty] | #VALUE! | #VALUE! | #VALUE! | 1.01 | Supplying, Conveying and fixing spls. Including eart | item1 | 123.223 | Nos
437 | 12 module + cover | item380 | 1 | Pkt | 0 |  |  | Excess(+) | 1 | Full Conversion | INR | [40 empty] | #VALUE! | #VALUE! | #VALUE! | 1.02 | Construction of chamber for 100mm sluice plates | item2 | 213 | Nos
438 | 16 module + cover | item381 | 1 | Kgs | 0 |  |  | Excess(+) | 1 | Full Conversion | INR | [40 empty] | #VALUE! | #VALUE! | #VALUE! | 2 | Construction of chamber for 100mm sluices valve | item3 | 10 | Nos
439 | 24 module + cover | item382 | 1 | Nos | 0 |  |  | Excess(+) | 1 | Full Conversion | INR | [40 empty] | #VALUE! | #VALUE! | #VALUE! | 1.01 | Supplying, Conveying and fixing spls. Including eart | item1 | 123.223 | Nos
440 | 1 module + cover | item383 | 1 | Nos | 0 |  |  | Excess(+) | 1 | Full Conversion | INR | [40 empty] | #VALUE! | #VALUE! | #VALUE! | 1.02 | Construction of chamber for 100mm sluice plates | item2 | 213 | Nos
441 | 1 module + cover | item384 | 1 | Nos | 0 |  |  | Excess(+) | 1 | Full Conversion | INR | [40 empty] | #VALUE! | #VALUE! | #VALUE! | 1.02 | Construction of chamber for 100mm sluice plates | item2 | 213 | Nos
442 | Recess GI Wall Box as follows:- | [53 empty] | 1 | Construction of chamber for 100mm sluices valve | item1 | 10 | 1 Nos
443 | Metal Box 1& 2 modules | item385 | 1 | Pkt | 0 |  |  | Excess(+) | 1 | Full Conversion | INR | [40 empty] | #VALUE! | #VALUE! | #VALUE! | 1.01 | Supplying, Conveying and fixing spls. Including eart | item1 | 123.223 | Nos
444 | Metal Box 3& 4 modules | item386 | 1 | Pkt | 0 |  |  | Excess(+) | 1 | Full Conversion | INR | [40 empty] | #VALUE! | #VALUE! | #VALUE! | 1.02 | Construction of chamber for 100mm sluice plates | item2 | 213 | Nos
445 | Metal Box 6 modules | item387 | 1 | Pkt | 0 |  |  | Excess(+) | 1 | Full Conversion | INR | [40 empty] | #VALUE! | #VALUE! | #VALUE! | 1.01 | Supplying, Conveying and fixing spls. Including eart | item1 | 123.223 | Nos
446 | Metal Box 8 modules | item388 | 1 | Pkt | 0 |  |  | Excess(+) | 1 | Full Conversion | INR | [40 empty] | #VALUE! | #VALUE! | #VALUE! | 1.02 | Construction of chamber for 100mm sluice plates | item2 | 213 | Nos
447 | Metal Box 10 modules | item389 | 1 | Kgs | 0 |  |  | Excess(+) | 1 | Full Conversion | INR | [40 empty] | #VALUE! | #VALUE! | #VALUE! | 2 | Construction of chamber for 100mm sluices valve | item3 | 10 | Nos
448 | Metal Box 12 modules | item390 | 1 | Nos | 0 |  |  | Excess(+) | 1 | Full Conversion | INR | [40 empty] | #VALUE! | #VALUE! | #VALUE! | 1.01 | Supplying, Conveying and fixing spls. Including eart | item1 | 123.223 | Nos
449 | Metal Box 16 modules | item391 | 1 | Nos | 0 |  |  | Excess(+) | 1 | Full Conversion | INR | [40 empty] | #VALUE! | #VALUE! | #VALUE! | 1.02 | Construction of chamber for 100mm sluice plates | item2 | 213 | Nos
450 | Metal Box 24 modules | item392 | 1 | Nos | 0 |  |  | Excess(+) | 1 | Full Conversion | INR | [40 empty] | #VALUE! | #VALUE! | #VALUE! | 1.02 | Construction of chamber for 100mm sluice plates | item2 | 213 | Nos
451 | Surface Box as follows:- | [53 empty] | 1 | Construction of chamber for 100mm sluices valve | item1 | 10 | 1 Nos
452 | 1& 2 modules | item393 | 1 | Nos | 0 |  |  | Excess(+) | 1 | Full Conversion | INR | [40 empty] | #VALUE! | #VALUE! | #VALUE! | 1.01 | Supplying, Conveying and fixing spls. Including eart | item1 | 123.223 | Nos
453 | 3& 4 modules | item394 | 1 | Nos | 0 |  |  | Excess(+) | 1 | Full Conversion | INR | [40 empty] | #VALUE! | #VALUE! | #VALUE! | 1.02 | Construction of chamber for 100mm sluice plates | item2 | 213 | Nos
454 | 6 modules | item395 | 1 | Nos | 0 |  |  | Excess(+) | 1 | Full Conversion | INR | [40 empty] | #VALUE! | #VALUE! | #VALUE! | 1.02 | Construction of chamber for 100mm sluice plates | item2 | 213 | Nos
455 | 8 modules | item396 | 1 | Nos | 0 |  |  | Excess(+) | 1 | Full Conversion | INR | [40 empty] | #VALUE! | #VALUE! | #VALUE! | 2 | Construction of chamber for 100mm sluices valve | item3 | 10 | Nos
456 | 10 modules | item397 | 1 | Nos | 0 |  |  | Excess(+) | 1 | Full Conversion | INR | [40 empty] | #VALUE! | #VALUE! | #VALUE! | 1.01 | Supplying, Conveying and fixing spls. Including eart | item1 | 123.223 | Nos
457 | 12 modules | item398 | 1 | Nos | 0 |  |  | Excess(+) | 1 | Full Conversion | INR | [40 empty] | #VALUE! | #VALUE! | #VALUE! | 1.02 | Construction of chamber for 100mm sluice plates | item2 | 213 | Nos
458 | 16 modules | item399 | 1 | Nos | 0 |  |  | Excess(+) | 1 | Full Conversion | INR | [40 empty] | #VALUE! | #VALUE! | #VALUE! | 2 | Construction of chamber for 100mm sluices valve | item3 | 10 | Nos
459 | Mechanical Key Tag, 32A, Cat No-OH42W32 | item400 | 1 | Nos | 0 |  |  | Excess(+) | 1 | Full Conversion | INR | [40 empty] | #VALUE! | #VALUE! | #VALUE! | 1.01 | Supplying, Conveying and fixing spls. Including eart | item1 | 123.223 | Nos
460 | Comrack/Valrack make racks as follows:- | item401 | 1 | Nos | 0 |  |  | Excess(+) | 1 | Full Conversion | INR | [40 empty] | #VALUE! | #VALUE! | #VALUE! | 1.02 | Construction of chamber for 100mm sluice plates | item2 | 213 | Nos
461 | 6 U Rack | item402 | 1 | Nos | 0 |  |  | Excess(+) | 1 | Full Conversion | INR | [40 empty] | #VALUE! | #VALUE! | #VALUE! | 1.01 | Supplying, Conveying and fixing spls. Including eart | item1 | 123.223 | Nos
462 | 9U Rack | item403 | 1 | Nos | 0 |  |  | Excess(+) | 1 | Full Conversion | INR | [40 empty] | #VALUE! | #VALUE! | #VALUE! | 1.02 | Construction of chamber for 100mm sluice plates | item2 | 213 | Nos
463 | 12U Rack | item404 | 1 | Nos | 0 |  |  | Excess(+) | 1 | Full Conversion | INR | [40 empty] | #VALUE! | #VALUE! | #VALUE! | 2 | Construction of chamber for 100mm sluices valve | item3 | 10 | Nos
464 | Running/Operation of the existing sound system of the Main Hall/Senate Hall of Swatantrata Bhawan in-shifts of 4 hours duration each or part there of. | [53 empty] | 1 | Construction of chamber for 100mm sluices valve | item1 | 10 | 1 Nos
465 | First meeting between 0-4th hour | item405 | 1 | Nos | 0 |  |  | Excess(+) | 1 | Full Conversion | INR | [40 empty] | #VALUE! | #VALUE! | #VALUE! | 1.01 | Supplying, Conveying and fixing spls. Including eart | item1 | 123.223 | Nos
466 | Second meeting between 4th - 8th hour | item406 | 1 | Nos | 0 |  |  | Excess(+) | 1 | Full Conversion | INR | [40 empty] | #VALUE! | #VALUE! | #VALUE! | 1.02 | Construction of chamber for 100mm sluice plates | item2 | 213 | Nos
467 | Third meeting between 8th -12th hour | item407 | 1 | Nos | 0 |  |  | Excess(+) | 1 | Full Conversion | INR | [40 empty] | #VALUE! | #VALUE! | #VALUE! | 2 | Construction of chamber for 100mm sluices valve | item3 | 10 | Nos
468 | Supply and installation of following Audio equipment/ sound system for various university ceremonies/programmes on rental basis at BHU (main campus / Kamachha/RGSC) per meeting for 0-8 hours duration or part there of. | [53 empty] | 1 | Construction of chamber for 100mm sluices valve | item1 | 10 | 1 Nos
469 | Supply /installation of complete Audio equipments with amplifier, Battery, connection wire etc. | item408 | 1 | Nos | 0 |  |  | Excess(+) | 1 | Full Conversion | INR | [40 empty] | #VALUE! | #VALUE! | #VALUE! | 1.01 | Supplying, Conveying and fixing spls. Including eart | item1 | 123.223 | Nos
470 | Column speakers | item409 | 1 | Nos | 0 |  |  | Excess(+) | 1 | Full Conversion | INR | [40 empty] | #VALUE! | #VALUE! | #VALUE! | 1.02 | Construction of chamber for 100mm sluice plates | item2 | 213 | Nos
471 | Horn speakers | item410 | 1 | Nos | 0 |  |  | Excess(+) | 1 | Full Conversion | INR | [40 empty] | #VALUE! | #VALUE! | #VALUE! | 1.01 | Supplying, Conveying and fixing spls. Including eart | item1 | 123.223 | Nos
472 | Bass Speaker | item411 | 1 | Nos | 0 |  |  | Excess(+) | 1 | Full Conversion | INR | [40 empty] | #VALUE! | #VALUE! | #VALUE! | 1.02 | Construction of chamber for 100mm sluice plates | item2 | 213 | Nos
473 | Line array speaker | item412 | 1 | Nos | 0 |  |  | Excess(+) | 1 | Full Conversion | INR | [40 empty] | #VALUE! | #VALUE! | #VALUE! | 2 | Construction of chamber for 100mm sluices valve | item3 | 10 | Nos
474 | Microphone for speech/ vocal programme | item413 | 1 | Nos | 0 |  |  | Excess(+) | 1 | Full Conversion | INR | [40 empty] | #VALUE! | #VALUE! | #VALUE! | 1.01 | Supplying, Conveying and fixing spls. Including eart | item1 | 123.223 | Nos
475 | Microphone for stage dramatic purpose, hanging as well as stand type | item414 | 1 | Mtr | 0 |  |  | Excess(+) | 1 | Full Conversion | INR | [40 empty] | #VALUE! | #VALUE! | #VALUE! | 1.01 | Supplying, Conveying and fixing spls. Including eart | item1 | 123.223 | Nos
476 | Cordless Mike(Hand set type) | item415 | 1 | Mtr | 0 |  |  | Excess(+) | 1 | Full Conversion | INR | [40 empty] | #VALUE! | #VALUE! | #VALUE! | 1.02 | Construction of chamber for 100mm sluice plates | item2 | 213 | Nos
477 | Cordless Mike(Collar/Tie type) | item416 | 1 | Mtr | 0 |  |  | Excess(+) | 1 | Full Conversion | INR | [40 empty] | #VALUE! | #VALUE! | #VALUE! | 1.01 | Supplying, Conveying and fixing spls. Including eart | item1 | 123.223 | Nos
478 | Echo chamber | item417 | 1 | Nos | 0 |  |  | Excess(+) | 1 | Full Conversion | INR | [40 empty] | #VALUE! | #VALUE! | #VALUE! | 1.01 | Supplying, Conveying and fixing spls. Including eart | item1 | 123.223 | Nos
479 | Wooden Podium | item418 | 1 | Nos | 0 |  |  | Excess(+) | 1 | Full Conversion | INR | [40 empty] | #VALUE! | #VALUE! | #VALUE! | 1.02 | Construction of chamber for 100mm sluice plates | item2 | 213 | Nos
480 | Play back recording of devotional / patriotic songs | item419 | 1 | Nos | 0 |  |  | Excess(+) | 1 | Full Conversion | INR | [40 empty] | #VALUE! | #VALUE! | #VALUE! | 1.01 | Supplying, Conveying and fixing spls. Including eart | item1 | 123.223 | Nos
481 | Recording of speech in various programs in cassettes of good quality | item420 | 1 | Nos | 0 |  |  | Excess(+) | 1 | Full Conversion | INR | [40 empty] | #VALUE! | #VALUE! | #VALUE! | 1.02 | Construction of chamber for 100mm sluice plates | item2 | 213 | Nos
482 | Audio mixture – 2 Track | item421 | 1 | Nos | 0 |  |  | Excess(+) | 1 | Full Conversion | INR | [40 empty] | #VALUE! | #VALUE! | #VALUE! | 2 | Construction of chamber for 100mm sluices valve | item3 | 10 | Nos
483 | Audio mixture – 4 Track | item422 | 1 | Nos | 0 |  |  | Excess(+) | 1 | Full Conversion | INR | [40 empty] | #VALUE! | #VALUE! | #VALUE! | 1.01 | Supplying, Conveying and fixing spls. Including eart | item1 | 123.223 | Nos
484 | Recorded audio programme in Audio cassette / pen drive/ CD | item423 | 1 | Mtr | 0 |  |  | Excess(+) | 1 | Full Conversion | INR | [40 empty] | #VALUE! | #VALUE! | #VALUE! | 1.01 | Supplying, Conveying and fixing spls. Including eart | item1 | 123.223 | Nos
485 | Pencil/Podium mike | item424 | 1 | Mtr | 0 |  |  | Excess(+) | 1 | Full Conversion | INR | [40 empty] | #VALUE! | #VALUE! | #VALUE! | 1.02 | Construction of chamber for 100mm sluice plates | item2 | 213 | Nos
486 | Pick up mike | item425 | 1 | Mtr | 0 |  |  | Excess(+) | 1 | Full Conversion | INR | [40 empty] | #VALUE! | #VALUE! | #VALUE! | 1.01 | Supplying, Conveying and fixing spls. Including eart | item1 | 123.223 | Nos
487 | Boundary mike | item426 | 1 | Nos | 0 |  |  | Excess(+) | 1 | Full Conversion | INR | [40 empty] | #VALUE! | #VALUE! | #VALUE! | 1.01 | Supplying, Conveying and fixing spls. Including eart | item1 | 123.223 | Nos
488 | Boom mike | item427 | 1 | Nos | 0 |  |  | Excess(+) | 1 | Full Conversion | INR | [40 empty] | #VALUE! | #VALUE! | #VALUE! | 1.02 | Construction of chamber for 100mm sluice plates | item2 | 213 | Nos
489 | Fantom mike | item428 | 1 | Nos | 0 |  |  | Excess(+) | 1 | Full Conversion | INR | [40 empty] | #VALUE! | #VALUE! | #VALUE! | 1.01 | Supplying, Conveying and fixing spls. Including eart | item1 | 123.223 | Nos
490 | Equaliser | item429 | 1 | Nos | 0 |  |  | Excess(+) | 1 | Full Conversion | INR | [40 empty] | #VALUE! | #VALUE! | #VALUE! | 1.02 | Construction of chamber for 100mm sluice plates | item2 | 213 | Nos
491 | Supply and installation of following Electrical equipment/ items for various university ceremonies/programmes on rental basis at BHU (main campus / Kamachha/RGSC) per meeting/shift for 0-8 hours duration or part there of. | [53 empty] | 1 | Construction of chamber for 100mm sluices valve | item1 | 10 | 1 Nos
492 | Generating Plant (DG Set) including fuel consumption, Change Over Switch, operator, transport charges etc. | item430 | 1 | KVA rating of DG Set | 0 |  |  | Excess(+) | 1 | Full Conversion | INR | [40 empty] | #VALUE! | #VALUE! | #VALUE! | 1.01 | Supplying, Conveying and fixing spls. Including eart | item1 | 123.223 | Nos
493 | Metal Halide light (upto 500 Watt) | item431 | 1 | Nos | 0 |  |  | Excess(+) | 1 | Full Conversion | INR | [40 empty] | #VALUE! | #VALUE! | #VALUE! | 1.02 | Construction of chamber for 100mm sluice plates | item2 | 213 | Nos
494 | Metal Halide light (above 500 Watt) | item432 | 1 | Nos | 0 |  |  | Excess(+) | 1 | Full Conversion | INR | [40 empty] | #VALUE! | #VALUE! | #VALUE! | 1.01 | Supplying, Conveying and fixing spls. Including eart | item1 | 123.223 | Nos
495 | Halogen light (upto 500 Watt) | item433 | 1 | Nos | 0 |  |  | Excess(+) | 1 | Full Conversion | INR | [40 empty] | #VALUE! | #VALUE! | #VALUE! | 1.02 | Construction of chamber for 100mm sluice plates | item2 | 213 | Nos
496 | Halogen light (above 500 Watt) | item434 | 1 | Nos | 0 |  |  | Excess(+) | 1 | Full Conversion | INR | [40 empty] | #VALUE! | #VALUE! | #VALUE! | 2 | Construction of chamber for 100mm sluices valve | item3 | 10 | Nos
497 | Ceiling Fan | item435 | 1 | Nos | 0 |  |  | Excess(+) | 1 | Full Conversion | INR | [40 empty] | #VALUE! | #VALUE! | #VALUE! | 1.01 | Supplying, Conveying and fixing spls. Including eart | item1 | 123.223 | Nos
498 | Pedestal fans (Almost Soundless) | item436 | 1 | Mtr | 0 |  |  | Excess(+) | 1 | Full Conversion | INR | [40 empty] | #VALUE! | #VALUE! | #VALUE! | 1.01 | Supplying, Conveying and fixing spls. Including eart | item1 | 123.223 | Nos
499 | Air conditioners(Window Type) 1.0 TR | item437 | 1 | Mtr | 0 |  |  | Excess(+) | 1 | Full Conversion | INR | [40 empty] | #VALUE! | #VALUE! | #VALUE! | 1.02 | Construction of chamber for 100mm sluice plates | item2 | 213 | Nos
500 | Air conditioners(Window Type) 1.5 TR | item438 | 1 | Mtr | 0 |  |  | Excess(+) | 1 | Full Conversion | INR | [40 empty] | #VALUE! | #VALUE! | #VALUE! | 1.01 | Supplying, Conveying and fixing spls. Including eart | item1 | 123.223 | Nos
501 | CFL lamps 14 watt with holder | item439 | 1 | Nos | 0 |  |  | Excess(+) | 1 | Full Conversion | INR | [40 empty] | #VALUE! | #VALUE! | #VALUE! | 1.01 | Supplying, Conveying and fixing spls. Including eart | item1 | 123.223 | Nos
502 | CFL lamps 23 watt with holder | item440 | 1 | Nos | 0 |  |  | Excess(+) | 1 | Full Conversion | INR | [40 empty] | #VALUE! | #VALUE! | #VALUE! | 1.02 | Construction of chamber for 100mm sluice plates | item2 | 213 | Nos
503 | CFL lamps 85 watt with holder | item441 | 1 | Nos | 0 |  |  | Excess(+) | 1 | Full Conversion | INR | [40 empty] | #VALUE! | #VALUE! | #VALUE! | 1.01 | Supplying, Conveying and fixing spls. Including eart | item1 | 123.223 | Nos
504 | Tube light with single rod fitting | item442 | 1 | Nos | 0 |  |  | Excess(+) | 1 | Full Conversion | INR | [40 empty] | #VALUE! | #VALUE! | #VALUE! | 1.02 | Construction of chamber for 100mm sluice plates | item2 | 213 | Nos
505 | Desert coolers (Symphony) | item443 | 1 | Nos | 0 |  |  | Excess(+) | 1 | Full Conversion | INR | [40 empty] | #VALUE! | #VALUE! | #VALUE! | 2 | Construction of chamber for 100mm sluices valve | item3 | 10 | Nos
506 | Desert Coller (normal) | item444 | 1 | Nos | 0 |  |  | Excess(+) | 1 | Full Conversion | INR | [40 empty] | #VALUE! | #VALUE! | #VALUE! | 1.01 | Supplying, Conveying and fixing spls. Including eart | item1 | 123.223 | Nos
507 | Cable 4 core or 3 ½ core (upto 95 Sq. mm) | item445 | 1 | Nos | 0 |  |  | Excess(+) | 1 | Full Conversion | INR | [40 empty] | #VALUE! | #VALUE! | #VALUE! | 1.01 | Supplying, Conveying and fixing spls. Including eart | item1 | 123.223 | Nos
508 | Cable 2 core (upto 95 Sq. mm) | item446 | 1 | Mtr | 0 |  |  | Excess(+) | 1 | Full Conversion | INR | [40 empty] | #VALUE! | #VALUE! | #VALUE! | 1.02 | Construction of chamber for 100mm sluice plates | item2 | 213 | Nos
509 | Supply & installation of folling items on rental basis | item447 | 1 | Mtr | 0 |  |  | Excess(+) | 1 | Full Conversion | INR | [40 empty] | #VALUE! | #VALUE! | #VALUE! | 1.01 | Supplying, Conveying and fixing spls. Including eart | item1 | 123.223 | Nos
510 | (Note:- Supply and installation of following items for various university ceremonies/programmes on rental basis at BHU (main campus / Kamachha/RGSC) per meeting/shift for 0-8 hours duration or part there of. Integration/connection of the item with the main system & providing operator for the program/operation is to be included in the scope of work. ) | [53 empty] | 1 | Construction of chamber for 100mm sluices valve | item1 | 10 | 1 Nos
511 | Cross over | item448 | 1 | Nos | 0 |  |  | Excess(+) | 1 | Full Conversion | INR | [40 empty] | #VALUE! | #VALUE! | #VALUE! | 1.01 | Supplying, Conveying and fixing spls. Including eart | item1 | 123.223 | Nos
512 | Beam Bar | item449 | 1 | Nos | 0 |  |  | Excess(+) | 1 | Full Conversion | INR | [40 empty] | #VALUE! | #VALUE! | #VALUE! | 1.02 | Construction of chamber for 100mm sluice plates | item2 | 213 | Nos
513 | Moving head | item450 | 1 | Nos | 0 |  |  | Excess(+) | 1 | Full Conversion | INR | [40 empty] | #VALUE! | #VALUE! | #VALUE! | 1.01 | Supplying, Conveying and fixing spls. Including eart | item1 | 123.223 | Nos
514 | Stove light | item451 | 1 | Nos | 0 |  |  | Excess(+) | 1 | Full Conversion | INR | [40 empty] | #VALUE! | #VALUE! | #VALUE! | 1.02 | Construction of chamber for 100mm sluice plates | item2 | 213 | Nos
515 | Sharpy light | item452 | 1 | Nos | 0 |  |  | Excess(+) | 1 | Full Conversion | INR | [40 empty] | #VALUE! | #VALUE! | #VALUE! | 2 | Construction of chamber for 100mm sluices valve | item3 | 10 | Nos
516 | LED Par light | item453 | 1 | Nos | 0 |  |  | Excess(+) | 1 | Full Conversion | INR | [40 empty] | #VALUE! | #VALUE! | #VALUE! | 1.01 | Supplying, Conveying and fixing spls. Including eart | item1 | 123.223 | Nos
517 | Smoke machine | item454 | 1 | Mtr | 0 |  |  | Excess(+) | 1 | Full Conversion | INR | [40 empty] | #VALUE! | #VALUE! | #VALUE! | 1.01 | Supplying, Conveying and fixing spls. Including eart | item1 | 123.223 | Nos
518 | Globe | item455 | 1 | Mtr | 0 |  |  | Excess(+) | 1 | Full Conversion | INR | [40 empty] | #VALUE! | #VALUE! | #VALUE! | 1.02 | Construction of chamber for 100mm sluice plates | item2 | 213 | Nos
519 | Multi ten | item456 | 1 | Mtr | 0 |  |  | Excess(+) | 1 | Full Conversion | INR | [40 empty] | #VALUE! | #VALUE! | #VALUE! | 1.01 | Supplying, Conveying and fixing spls. Including eart | item1 | 123.223 | Nos
520 | Trusses for fixing light and PA system at the height upto 12 feet with support as required | item457 | 1 | Nos | 0 |  |  | Excess(+) | 1 | Full Conversion | INR | [40 empty] | #VALUE! | #VALUE! | #VALUE! | 1.01 | Supplying, Conveying and fixing spls. Including eart | item1 | 123.223 | Nos
521 | Wooden Podium | item458 | 1 | Nos | 0 |  |  | Excess(+) | 1 | Full Conversion | INR | [40 empty] | #VALUE! | #VALUE! | #VALUE! | 1.02 | Construction of chamber for 100mm sluice plates | item2 | 213 | Nos
522 | Play back recording of devotional / patriotic songs | item459 | 1 | Nos | 0 |  |  | Excess(+) | 1 | Full Conversion | INR | [40 empty] | #VALUE! | #VALUE! | #VALUE! | 1.01 | Supplying, Conveying and fixing spls. Including eart | item1 | 123.223 | Nos
523 | Recording of speech in various programs in cassettes of good quality | item460 | 1 | Nos | 0 |  |  | Excess(+) | 1 | Full Conversion | INR | [40 empty] | #VALUE! | #VALUE! | #VALUE! | 1.02 | Construction of chamber for 100mm sluice plates | item2 | 213 | Nos
524 | Audio mixture – 2 Track | item461 | 1 | Nos | 0 |  |  | Excess(+) | 1 | Full Conversion | INR | [40 empty] | #VALUE! | #VALUE! | #VALUE! | 2 | Construction of chamber for 100mm sluices valve | item3 | 10 | Nos
525 | Audio mixture – 4 Track | item462 | 1 | Nos | 0 |  |  | Excess(+) | 1 | Full Conversion | INR | [40 empty] | #VALUE! | #VALUE! | #VALUE! | 1.01 | Supplying, Conveying and fixing spls. Including eart | item1 | 123.223 | Nos
526 | Recorded audio programme in Audio cassette / pen drive/ CD | item463 | 1 | Mtr | 0 |  |  | Excess(+) | 1 | Full Conversion | INR | [40 empty] | #VALUE! | #VALUE! | #VALUE! | 1.01 | Supplying, Conveying and fixing spls. Including eart | item1 | 123.223 | Nos
527 | Pencil/Podium mike | item464 | 1 | Mtr | 0 |  |  | Excess(+) | 1 | Full Conversion | INR | [40 empty] | #VALUE! | #VALUE! | #VALUE! | 1.02 | Construction of chamber for 100mm sluice plates | item2 | 213 | Nos
528 | Pick up mike | item465 | 1 | Mtr | 0 |  |  | Excess(+) | 1 | Full Conversion | INR | [40 empty] | #VALUE! | #VALUE! | #VALUE! | 1.01 | Supplying, Conveying and fixing spls. Including eart | item1 | 123.223 | Nos
529 | Boundary mike | item466 | 1 | Mtr | 0 |  |  | Excess(+) | 1 | Full Conversion | INR | [40 empty] | #VALUE! | #VALUE! | #VALUE! | 1.01 | Supplying, Conveying and fixing spls. Including eart | item1 | 123.223 | Nos
Total in Figures | [51 empty] | #VALUE! | #VALUE! | #VALUE! | 4 | Construction of chamber for 100mm sluice plates | item5 | 10 | Nos
Quoted Rate in Figures |  |  |  | Select | [7 empty] | % | [39 empty] | 0 | 0 | #VALUE!
Quoted Rate in Words |  | #VALUE!
Note on K13: gepadmin: 1. If you choose "Full Conversion" then Column BA (AMOUNT) and Column BB (TAXES) BOTH values will be convert based on selected Currency in (Column L). 2. If you choose "Partial Conversion" then Column BA (AMOUNT) only will be converted based on selected currency (Column L) and Column BB (TAXES) value (INR) will be added to the converted values.
Note on K14: gepadmin: 1. If you choose "Full Conversion" then Column BA (AMOUNT) and Column BB (TAXES) BOTH values will be convert based on selected Currency in (Column L). 2. If you choose "Partial Conversion" then Column BA (AMOUNT) only will be converted based on selected currency (Column L) and Column BB (TAXES) value (INR) will be added to the converted values.
Note on K15: gepadmin: 1. If you choose "Full Conversion" then Column BA (AMOUNT) and Column BB (TAXES) BOTH values will be convert based on selected Currency in (Column L). 2. If you choose "Partial Conversion" then Column BA (AMOUNT) only will be converted based on selected currency (Column L) and Column BB (TAXES) value (INR) will be added to the converted values.
Note on K17: gepadmin: 1. If you choose "Full Conversion" then Column BA (AMOUNT) and Column BB (TAXES) BOTH values will be convert based on selected Currency in (Column L). 2. If you choose "Partial Conversion" then Column BA (AMOUNT) only will be converted based on selected currency (Column L) and Column BB (TAXES) value (INR) will be added to the converted values.
Note on K19: gepadmin: 1. If you choose "Full Conversion" then Column BA (AMOUNT) and Column BB (TAXES) BOTH values will be convert based on selected Currency in (Column L). 2. If you choose "Partial Conversion" then Column BA (AMOUNT) only will be converted based on selected currency (Column L) and Column BB (TAXES) value (INR) will be added to the converted values.
Note on K22: gepadmin: 1. If you choose "Full Conversion" then Column BA (AMOUNT) and Column BB (TAXES) BOTH values will be convert based on selected Currency in (Column L). 2. If you choose "Partial Conversion" then Column BA (AMOUNT) only will be converted based on selected currency (Column L) and Column BB (TAXES) value (INR) will be added to the converted values.
Note on K24: gepadmin: 1. If you choose "Full Conversion" then Column BA (AMOUNT) and Column BB (TAXES) BOTH values will be convert based on selected Currency in (Column L). 2. If you choose "Partial Conversion" then Column BA (AMOUNT) only will be converted based on selected currency (Column L) and Column BB (TAXES) value (INR) will be added to the converted values.
Note on K27: gepadmin: 1. If you choose "Full Conversion" then Column BA (AMOUNT) and Column BB (TAXES) BOTH values will be convert based on selected Currency in (Column L). 2. If you choose "Partial Conversion" then Column BA (AMOUNT) only will be converted based on selected currency (Column L) and Column BB (TAXES) value (INR) will be added to the converted values.
Note on K32: gepadmin: 1. If you choose "Full Conversion" then Column BA (AMOUNT) and Column BB (TAXES) BOTH values will be convert based on selected Currency in (Column L). 2. If you choose "Partial Conversion" then Column BA (AMOUNT) only will be converted based on selected currency (Column L) and Column BB (TAXES) value (INR) will be added to the converted values.
Note on K35: gepadmin: 1. If you choose "Full Conversion" then Column BA (AMOUNT) and Column BB (TAXES) BOTH values will be convert based on selected Currency in (Column L). 2. If you choose "Partial Conversion" then Column BA (AMOUNT) only will be converted based on selected currency (Column L) and Column BB (TAXES) value (INR) will be added to the converted values.
Note on K37: gepadmin: 1. If you choose "Full Conversion" then Column BA (AMOUNT) and Column BB (TAXES) BOTH values will be convert based on selected Currency in (Column L). 2. If you choose "Partial Conversion" then Column BA (AMOUNT) only will be converted based on selected currency (Column L) and Column BB (TAXES) value (INR) will be added to the converted values.
Note on K59: gepadmin: 1. If you choose "Full Conversion" then Column BA (AMOUNT) and Column BB (TAXES) BOTH values will be convert based on selected Currency in (Column L). 2. If you choose "Partial Conversion" then Column BA (AMOUNT) only will be converted based on selected currency (Column L) and Column BB (TAXES) value (INR) will be added to the converted values.
Note on K69: gepadmin: 1. If you choose "Full Conversion" then Column BA (AMOUNT) and Column BB (TAXES) BOTH values will be convert based on selected Currency in (Column L). 2. If you choose "Partial Conversion" then Column BA (AMOUNT) only will be converted based on selected currency (Column L) and Column BB (TAXES) value (INR) will be added to the converted values.
Note on K71: gepadmin: 1. If you choose "Full Conversion" then Column BA (AMOUNT) and Column BB (TAXES) BOTH values will be convert based on selected Currency in (Column L). 2. If you choose "Partial Conversion" then Column BA (AMOUNT) only will be converted based on selected currency (Column L) and Column BB (TAXES) value (INR) will be added to the converted values.
Note on K92: gepadmin: 1. If you choose "Full Conversion" then Column BA (AMOUNT) and Column BB (TAXES) BOTH values will be convert based on selected Currency in (Column L). 2. If you choose "Partial Conversion" then Column BA (AMOUNT) only will be converted based on selected currency (Column L) and Column BB (TAXES) value (INR) will be added to the converted values.
Note on K95: gepadmin: 1. If you choose "Full Conversion" then Column BA (AMOUNT) and Column BB (TAXES) BOTH values will be convert based on selected Currency in (Column L). 2. If you choose "Partial Conversion" then Column BA (AMOUNT) only will be converted based on selected currency (Column L) and Column BB (TAXES) value (INR) will be added to the converted values.
Note on K101: gepadmin: 1. If you choose "Full Conversion" then Column BA (AMOUNT) and Column BB (TAXES) BOTH values will be convert based on selected Currency in (Column L). 2. If you choose "Partial Conversion" then Column BA (AMOUNT) only will be converted based on selected currency (Column L) and Column BB (TAXES) value (INR) will be added to the converted values.
Note on K104: gepadmin: 1. If you choose "Full Conversion" then Column BA (AMOUNT) and Column BB (TAXES) BOTH values will be convert based on selected Currency in (Column L). 2. If you choose "Partial Conversion" then Column BA (AMOUNT) only will be converted based on selected currency (Column L) and Column BB (TAXES) value (INR) will be added to the converted values.
Note on K105: gepadmin: 1. If you choose "Full Conversion" then Column BA (AMOUNT) and Column BB (TAXES) BOTH values will be convert based on selected Currency in (Column L). 2. If you choose "Partial Conversion" then Column BA (AMOUNT) only will be converted based on selected currency (Column L) and Column BB (TAXES) value (INR) will be added to the converted values.
Note on K106: gepadmin: 1. If you choose "Full Conversion" then Column BA (AMOUNT) and Column BB (TAXES) BOTH values will be convert based on selected Currency in (Column L). 2. If you choose "Partial Conversion" then Column BA (AMOUNT) only will be converted based on selected currency (Column L) and Column BB (TAXES) value (INR) will be added to the converted values.
Note on K107: gepadmin: 1. If you choose "Full Conversion" then Column BA (AMOUNT) and Column BB (TAXES) BOTH values will be convert based on selected Currency in (Column L). 2. If you choose "Partial Conversion" then Column BA (AMOUNT) only will be converted based on selected currency (Column L) and Column BB (TAXES) value (INR) will be added to the converted values.
Note on K147: gepadmin: 1. If you choose "Full Conversion" then Column BA (AMOUNT) and Column BB (TAXES) BOTH values will be convert based on selected Currency in (Column L). 2. If you choose "Partial Conversion" then Column BA (AMOUNT) only will be converted based on selected currency (Column L) and Column BB (TAXES) value (INR) will be added to the converted values.
Note on K153: gepadmin: 1. If you choose "Full Conversion" then Column BA (AMOUNT) and Column BB (TAXES) BOTH values will be convert based on selected Currency in (Column L). 2. If you choose "Partial Conversion" then Column BA (AMOUNT) only will be converted based on selected currency (Column L) and Column BB (TAXES) value (INR) will be added to the converted values.
Note on K215: gepadmin: 1. If you choose "Full Conversion" then Column BA (AMOUNT) and Column BB (TAXES) BOTH values will be convert based on selected Currency in (Column L). 2. If you choose "Partial Conversion" then Column BA (AMOUNT) only will be converted based on selected currency (Column L) and Column BB (TAXES) value (INR) will be added to the converted values.
Note on K240: gepadmin: 1. If you choose "Full Conversion" then Column BA (AMOUNT) and Column BB (TAXES) BOTH values will be convert based on selected Currency in (Column L). 2. If you choose "Partial Conversion" then Column BA (AMOUNT) only will be converted based on selected currency (Column L) and Column BB (TAXES) value (INR) will be added to the converted values.
Note on K248: gepadmin: 1. If you choose "Full Conversion" then Column BA (AMOUNT) and Column BB (TAXES) BOTH values will be convert based on selected Currency in (Column L). 2. If you choose "Partial Conversion" then Column BA (AMOUNT) only will be converted based on selected currency (Column L) and Column BB (TAXES) value (INR) will be added to the converted values.
Note on K252: gepadmin: 1. If you choose "Full Conversion" then Column BA (AMOUNT) and Column BB (TAXES) BOTH values will be convert based on selected Currency in (Column L). 2. If you choose "Partial Conversion" then Column BA (AMOUNT) only will be converted based on selected currency (Column L) and Column BB (TAXES) value (INR) will be added to the converted values.
Note on K253: gepadmin: 1. If you choose "Full Conversion" then Column BA (AMOUNT) and Column BB (TAXES) BOTH values will be convert based on selected Currency in (Column L). 2. If you choose "Partial Conversion" then Column BA (AMOUNT) only will be converted based on selected currency (Column L) and Column BB (TAXES) value (INR) will be added to the converted values.
Note on K254: gepadmin: 1. If you choose "Full Conversion" then Column BA (AMOUNT) and Column BB (TAXES) BOTH values will be convert based on selected Currency in (Column L). 2. If you choose "Partial Conversion" then Column BA (AMOUNT) only will be converted based on selected currency (Column L) and Column BB (TAXES) value (INR) will be added to the converted values.
Note on K325: gepadmin: 1. If you choose "Full Conversion" then Column BA (AMOUNT) and Column BB (TAXES) BOTH values will be convert based on selected Currency in (Column L). 2. If you choose "Partial Conversion" then Column BA (AMOUNT) only will be converted based on selected currency (Column L) and Column BB (TAXES) value (INR) will be added to the converted values.
Note on K327: gepadmin: 1. If you choose "Full Conversion" then Column BA (AMOUNT) and Column BB (TAXES) BOTH values will be convert based on selected Currency in (Column L). 2. If you choose "Partial Conversion" then Column BA (AMOUNT) only will be converted based on selected currency (Column L) and Column BB (TAXES) value (INR) will be added to the converted values.
Note on K328: gepadmin: 1. If you choose "Full Conversion" then Column BA (AMOUNT) and Column BB (TAXES) BOTH values will be convert based on selected Currency in (Column L). 2. If you choose "Partial Conversion" then Column BA (AMOUNT) only will be converted based on selected currency (Column L) and Column BB (TAXES) value (INR) will be added to the converted values.
Note on K329: gepadmin: 1. If you choose "Full Conversion" then Column BA (AMOUNT) and Column BB (TAXES) BOTH values will be convert based on selected Currency in (Column L). 2. If you choose "Partial Conversion" then Column BA (AMOUNT) only will be converted based on selected currency (Column L) and Column BB (TAXES) value (INR) will be added to the converted values.
Note on K330: gepadmin: 1. If you choose "Full Conversion" then Column BA (AMOUNT) and Column BB (TAXES) BOTH values will be convert based on selected Currency in (Column L). 2. If you choose "Partial Conversion" then Column BA (AMOUNT) only will be converted based on selected currency (Column L) and Column BB (TAXES) value (INR) will be added to the converted values.
Note on K331: gepadmin: 1. If you choose "Full Conversion" then Column BA (AMOUNT) and Column BB (TAXES) BOTH values will be convert based on selected Currency in (Column L). 2. If you choose "Partial Conversion" then Column BA (AMOUNT) only will be converted based on selected currency (Column L) and Column BB (TAXES) value (INR) will be added to the converted values.
Note on K332: gepadmin: 1. If you choose "Full Conversion" then Column BA (AMOUNT) and Column BB (TAXES) BOTH values will be convert based on selected Currency in (Column L). 2. If you choose "Partial Conversion" then Column BA (AMOUNT) only will be converted based on selected currency (Column L) and Column BB (TAXES) value (INR) will be added to the converted values.
Note on K333: gepadmin: 1. If you choose "Full Conversion" then Column BA (AMOUNT) and Column BB (TAXES) BOTH values will be convert based on selected Currency in (Column L). 2. If you choose "Partial Conversion" then Column BA (AMOUNT) only will be converted based on selected currency (Column L) and Column BB (TAXES) value (INR) will be added to the converted values.
Note on K334: gepadmin: 1. If you choose "Full Conversion" then Column BA (AMOUNT) and Column BB (TAXES) BOTH values will be convert based on selected Currency in (Column L). 2. If you choose "Partial Conversion" then Column BA (AMOUNT) only will be converted based on selected currency (Column L) and Column BB (TAXES) value (INR) will be added to the converted values.
Note on K335: gepadmin: 1. If you choose "Full Conversion" then Column BA (AMOUNT) and Column BB (TAXES) BOTH values will be convert based on selected Currency in (Column L). 2. If you choose "Partial Conversion" then Column BA (AMOUNT) only will be converted based on selected currency (Column L) and Column BB (TAXES) value (INR) will be added to the converted values.
Note on K336: gepadmin: 1. If you choose "Full Conversion" then Column BA (AMOUNT) and Column BB (TAXES) BOTH values will be convert based on selected Currency in (Column L). 2. If you choose "Partial Conversion" then Column BA (AMOUNT) only will be converted based on selected currency (Column L) and Column BB (TAXES) value (INR) will be added to the converted values.
Note on K337: gepadmin: 1. If you choose "Full Conversion" then Column BA (AMOUNT) and Column BB (TAXES) BOTH values will be convert based on selected Currency in (Column L). 2. If you choose "Partial Conversion" then Column BA (AMOUNT) only will be converted based on selected currency (Column L) and Column BB (TAXES) value (INR) will be added to the converted values.
Note on K338: gepadmin: 1. If you choose "Full Conversion" then Column BA (AMOUNT) and Column BB (TAXES) BOTH values will be convert based on selected Currency in (Column L). 2. If you choose "Partial Conversion" then Column BA (AMOUNT) only will be converted based on selected currency (Column L) and Column BB (TAXES) value (INR) will be added to the converted values.
Note on K339: gepadmin: 1. If you choose "Full Conversion" then Column BA (AMOUNT) and Column BB (TAXES) BOTH values will be convert based on selected Currency in (Column L). 2. If you choose "Partial Conversion" then Column BA (AMOUNT) only will be converted based on selected currency (Column L) and Column BB (TAXES) value (INR) will be added to the converted values.
Note on K340: gepadmin: 1. If you choose "Full Conversion" then Column BA (AMOUNT) and Column BB (TAXES) BOTH values will be convert based on selected Currency in (Column L). 2. If you choose "Partial Conversion" then Column BA (AMOUNT) only will be converted based on selected currency (Column L) and Column BB (TAXES) value (INR) will be added to the converted values.
Note on K341: gepadmin: 1. If you choose "Full Conversion" then Column BA (AMOUNT) and Column BB (TAXES) BOTH values will be convert based on selected Currency in (Column L). 2. If you choose "Partial Conversion" then Column BA (AMOUNT) only will be converted based on selected currency (Column L) and Column BB (TAXES) value (INR) will be added to the converted values.
Note on K342: gepadmin: 1. If you choose "Full Conversion" then Column BA (AMOUNT) and Column BB (TAXES) BOTH values will be convert based on selected Currency in (Column L). 2. If you choose "Partial Conversion" then Column BA (AMOUNT) only will be converted based on selected currency (Column L) and Column BB (TAXES) value (INR) will be added to the converted values.
Note on K343: gepadmin: 1. If you choose "Full Conversion" then Column BA (AMOUNT) and Column BB (TAXES) BOTH values will be convert based on selected Currency in (Column L). 2. If you choose "Partial Conversion" then Column BA (AMOUNT) only will be converted based on selected currency (Column L) and Column BB (TAXES) value (INR) will be added to the converted values.
Note on K344: gepadmin: 1. If you choose "Full Conversion" then Column BA (AMOUNT) and Column BB (TAXES) BOTH values will be convert based on selected Currency in (Column L). 2. If you choose "Partial Conversion" then Column BA (AMOUNT) only will be converted based on selected currency (Column L) and Column BB (TAXES) value (INR) will be added to the converted values.
Note on K345: gepadmin: 1. If you choose "Full Conversion" then Column BA (AMOUNT) and Column BB (TAXES) BOTH values will be convert based on selected Currency in (Column L). 2. If you choose "Partial Conversion" then Column BA (AMOUNT) only will be converted based on selected currency (Column L) and Column BB (TAXES) value (INR) will be added to the converted values.
Note on K346: gepadmin: 1. If you choose "Full Conversion" then Column BA (AMOUNT) and Column BB (TAXES) BOTH values will be convert based on selected Currency in (Column L). 2. If you choose "Partial Conversion" then Column BA (AMOUNT) only will be converted based on selected currency (Column L) and Column BB (TAXES) value (INR) will be added to the converted values.
Note on K348: gepadmin: 1. If you choose "Full Conversion" then Column BA (AMOUNT) and Column BB (TAXES) BOTH values will be convert based on selected Currency in (Column L). 2. If you choose "Partial Conversion" then Column BA (AMOUNT) only will be converted based on selected currency (Column L) and Column BB (TAXES) value (INR) will be added to the converted values.
Note on K349: gepadmin: 1. If you choose "Full Conversion" then Column BA (AMOUNT) and Column BB (TAXES) BOTH values will be convert based on selected Currency in (Column L). 2. If you choose "Partial Conversion" then Column BA (AMOUNT) only will be converted based on selected currency (Column L) and Column BB (TAXES) value (INR) will be added to the converted values.
Note on K350: gepadmin: 1. If you choose "Full Conversion" then Column BA (AMOUNT) and Column BB (TAXES) BOTH values will be convert based on selected Currency in (Column L). 2. If you choose "Partial Conversion" then Column BA (AMOUNT) only will be converted based on selected currency (Column L) and Column BB (TAXES) value (INR) will be added to the converted values.
Note on K351: gepadmin: 1. If you choose "Full Conversion" then Column BA (AMOUNT) and Column BB (TAXES) BOTH values will be convert based on selected Currency in (Column L). 2. If you choose "Partial Conversion" then Column BA (AMOUNT) only will be converted based on selected currency (Column L) and Column BB (TAXES) value (INR) will be added to the converted values.
Note on K352: gepadmin: 1. If you choose "Full Conversion" then Column BA (AMOUNT) and Column BB (TAXES) BOTH values will be convert based on selected Currency in (Column L). 2. If you choose "Partial Conversion" then Column BA (AMOUNT) only will be converted based on selected currency (Column L) and Column BB (TAXES) value (INR) will be added to the converted values.
Note on K353: gepadmin: 1. If you choose "Full Conversion" then Column BA (AMOUNT) and Column BB (TAXES) BOTH values will be convert based on selected Currency in (Column L). 2. If you choose "Partial Conversion" then Column BA (AMOUNT) only will be converted based on selected currency (Column L) and Column BB (TAXES) value (INR) will be added to the converted values.
Note on K354: gepadmin: 1. If you choose "Full Conversion" then Column BA (AMOUNT) and Column BB (TAXES) BOTH values will be convert based on selected Currency in (Column L). 2. If you choose "Partial Conversion" then Column BA (AMOUNT) only will be converted based on selected currency (Column L) and Column BB (TAXES) value (INR) will be added to the converted values.
Note on K355: gepadmin: 1. If you choose "Full Conversion" then Column BA (AMOUNT) and Column BB (TAXES) BOTH values will be convert based on selected Currency in (Column L). 2. If you choose "Partial Conversion" then Column BA (AMOUNT) only will be converted based on selected currency (Column L) and Column BB (TAXES) value (INR) will be added to the converted values.
Note on K356: gepadmin: 1. If you choose "Full Conversion" then Column BA (AMOUNT) and Column BB (TAXES) BOTH values will be convert based on selected Currency in (Column L). 2. If you choose "Partial Conversion" then Column BA (AMOUNT) only will be converted based on selected currency (Column L) and Column BB (TAXES) value (INR) will be added to the converted values.
Note on K357: gepadmin: 1. If you choose "Full Conversion" then Column BA (AMOUNT) and Column BB (TAXES) BOTH values will be convert based on selected Currency in (Column L). 2. If you choose "Partial Conversion" then Column BA (AMOUNT) only will be converted based on selected currency (Column L) and Column BB (TAXES) value (INR) will be added to the converted values.
Note on K358: gepadmin: 1. If you choose "Full Conversion" then Column BA (AMOUNT) and Column BB (TAXES) BOTH values will be convert based on selected Currency in (Column L). 2. If you choose "Partial Conversion" then Column BA (AMOUNT) only will be converted based on selected currency (Column L) and Column BB (TAXES) value (INR) will be added to the converted values.
Note on K359: gepadmin: 1. If you choose "Full Conversion" then Column BA (AMOUNT) and Column BB (TAXES) BOTH values will be convert based on selected Currency in (Column L). 2. If you choose "Partial Conversion" then Column BA (AMOUNT) only will be converted based on selected currency (Column L) and Column BB (TAXES) value (INR) will be added to the converted values.
Note on K360: gepadmin: 1. If you choose "Full Conversion" then Column BA (AMOUNT) and Column BB (TAXES) BOTH values will be convert based on selected Currency in (Column L). 2. If you choose "Partial Conversion" then Column BA (AMOUNT) only will be converted based on selected currency (Column L) and Column BB (TAXES) value (INR) will be added to the converted values.
Note on K361: gepadmin: 1. If you choose "Full Conversion" then Column BA (AMOUNT) and Column BB (TAXES) BOTH values will be convert based on selected Currency in (Column L). 2. If you choose "Partial Conversion" then Column BA (AMOUNT) only will be converted based on selected currency (Column L) and Column BB (TAXES) value (INR) will be added to the converted values.
Note on K362: gepadmin: 1. If you choose "Full Conversion" then Column BA (AMOUNT) and Column BB (TAXES) BOTH values will be convert based on selected Currency in (Column L). 2. If you choose "Partial Conversion" then Column BA (AMOUNT) only will be converted based on selected currency (Column L) and Column BB (TAXES) value (INR) will be added to the converted values.
Note on K363: gepadmin: 1. If you choose "Full Conversion" then Column BA (AMOUNT) and Column BB (TAXES) BOTH values will be convert based on selected Currency in (Column L). 2. If you choose "Partial Conversion" then Column BA (AMOUNT) only will be converted based on selected currency (Column L) and Column BB (TAXES) value (INR) will be added to the converted values.
Note on K364: gepadmin: 1. If you choose "Full Conversion" then Column BA (AMOUNT) and Column BB (TAXES) BOTH values will be convert based on selected Currency in (Column L). 2. If you choose "Partial Conversion" then Column BA (AMOUNT) only will be converted based on selected currency (Column L) and Column BB (TAXES) value (INR) will be added to the converted values.
Note on K365: gepadmin: 1. If you choose "Full Conversion" then Column BA (AMOUNT) and Column BB (TAXES) BOTH values will be convert based on selected Currency in (Column L). 2. If you choose "Partial Conversion" then Column BA (AMOUNT) only will be converted based on selected currency (Column L) and Column BB (TAXES) value (INR) will be added to the converted values.
Note on K366: gepadmin: 1. If you choose "Full Conversion" then Column BA (AMOUNT) and Column BB (TAXES) BOTH values will be convert based on selected Currency in (Column L). 2. If you choose "Partial Conversion" then Column BA (AMOUNT) only will be converted based on selected currency (Column L) and Column BB (TAXES) value (INR) will be added to the converted values.
Note on K367: gepadmin: 1. If you choose "Full Conversion" then Column BA (AMOUNT) and Column BB (TAXES) BOTH values will be convert based on selected Currency in (Column L). 2. If you choose "Partial Conversion" then Column BA (AMOUNT) only will be converted based on selected currency (Column L) and Column BB (TAXES) value (INR) will be added to the converted values.
Note on K368: gepadmin: 1. If you choose "Full Conversion" then Column BA (AMOUNT) and Column BB (TAXES) BOTH values will be convert based on selected Currency in (Column L). 2. If you choose "Partial Conversion" then Column BA (AMOUNT) only will be converted based on selected currency (Column L) and Column BB (TAXES) value (INR) will be added to the converted values.
Note on K369: gepadmin: 1. If you choose "Full Conversion" then Column BA (AMOUNT) and Column BB (TAXES) BOTH values will be convert based on selected Currency in (Column L). 2. If you choose "Partial Conversion" then Column BA (AMOUNT) only will be converted based on selected currency (Column L) and Column BB (TAXES) value (INR) will be added to the converted values.
Note on K370: gepadmin: 1. If you choose "Full Conversion" then Column BA (AMOUNT) and Column BB (TAXES) BOTH values will be convert based on selected Currency in (Column L). 2. If you choose "Partial Conversion" then Column BA (AMOUNT) only will be converted based on selected currency (Column L) and Column BB (TAXES) value (INR) will be added to the converted values.
Note on K371: gepadmin: 1. If you choose "Full Conversion" then Column BA (AMOUNT) and Column BB (TAXES) BOTH values will be convert based on selected Currency in (Column L). 2. If you choose "Partial Conversion" then Column BA (AMOUNT) only will be converted based on selected currency (Column L) and Column BB (TAXES) value (INR) will be added to the converted values.
Note on K372: gepadmin: 1. If you choose "Full Conversion" then Column BA (AMOUNT) and Column BB (TAXES) BOTH values will be convert based on selected Currency in (Column L). 2. If you choose "Partial Conversion" then Column BA (AMOUNT) only will be converted based on selected currency (Column L) and Column BB (TAXES) value (INR) will be added to the converted values.
Note on K373: gepadmin: 1. If you choose "Full Conversion" then Column BA (AMOUNT) and Column BB (TAXES) BOTH values will be convert based on selected Currency in (Column L). 2. If you choose "Partial Conversion" then Column BA (AMOUNT) only will be converted based on selected currency (Column L) and Column BB (TAXES) value (INR) will be added to the converted values.
Note on K383: gepadmin: 1. If you choose "Full Conversion" then Column BA (AMOUNT) and Column BB (TAXES) BOTH values will be convert based on selected Currency in (Column L). 2. If you choose "Partial Conversion" then Column BA (AMOUNT) only will be converted based on selected currency (Column L) and Column BB (TAXES) value (INR) will be added to the converted values.
Note on K399: gepadmin: 1. If you choose "Full Conversion" then Column BA (AMOUNT) and Column BB (TAXES) BOTH values will be convert based on selected Currency in (Column L). 2. If you choose "Partial Conversion" then Column BA (AMOUNT) only will be converted based on selected currency (Column L) and Column BB (TAXES) value (INR) will be added to the converted values.
Note on K409: gepadmin: 1. If you choose "Full Conversion" then Column BA (AMOUNT) and Column BB (TAXES) BOTH values will be convert based on selected Currency in (Column L). 2. If you choose "Partial Conversion" then Column BA (AMOUNT) only will be converted based on selected currency (Column L) and Column BB (TAXES) value (INR) will be added to the converted values.
Note on K413: gepadmin: 1. If you choose "Full Conversion" then Column BA (AMOUNT) and Column BB (TAXES) BOTH values will be convert based on selected Currency in (Column L). 2. If you choose "Partial Conversion" then Column BA (AMOUNT) only will be converted based on selected currency (Column L) and Column BB (TAXES) value (INR) will be added to the converted values.
Note on K414: gepadmin: 1. If you choose "Full Conversion" then Column BA (AMOUNT) and Column BB (TAXES) BOTH values will be convert based on selected Currency in (Column L). 2. If you choose "Partial Conversion" then Column BA (AMOUNT) only will be converted based on selected currency (Column L) and Column BB (TAXES) value (INR) will be added to the converted values.
Note on K422: gepadmin: 1. If you choose "Full Conversion" then Column BA (AMOUNT) and Column BB (TAXES) BOTH values will be convert based on selected Currency in (Column L). 2. If you choose "Partial Conversion" then Column BA (AMOUNT) only will be converted based on selected currency (Column L) and Column BB (TAXES) value (INR) will be added to the converted values.
Note on K423: gepadmin: 1. If you choose "Full Conversion" then Column BA (AMOUNT) and Column BB (TAXES) BOTH values will be convert based on selected Currency in (Column L). 2. If you choose "Partial Conversion" then Column BA (AMOUNT) only will be converted based on selected currency (Column L) and Column BB (TAXES) value (INR) will be added to the converted values.
Note on K424: gepadmin: 1. If you choose "Full Conversion" then Column BA (AMOUNT) and Column BB (TAXES) BOTH values will be convert based on selected Currency in (Column L). 2. If you choose "Partial Conversion" then Column BA (AMOUNT) only will be converted based on selected currency (Column L) and Column BB (TAXES) value (INR) will be added to the converted values.
Note on K427: gepadmin: 1. If you choose "Full Conversion" then Column BA (AMOUNT) and Column BB (TAXES) BOTH values will be convert based on selected Currency in (Column L). 2. If you choose "Partial Conversion" then Column BA (AMOUNT) only will be converted based on selected currency (Column L) and Column BB (TAXES) value (INR) will be added to the converted values.
Note on K428: gepadmin: 1. If you choose "Full Conversion" then Column BA (AMOUNT) and Column BB (TAXES) BOTH values will be convert based on selected Currency in (Column L). 2. If you choose "Partial Conversion" then Column BA (AMOUNT) only will be converted based on selected currency (Column L) and Column BB (TAXES) value (INR) will be added to the converted values.
Note on K486: gepadmin: 1. If you choose "Full Conversion" then Column BA (AMOUNT) and Column BB (TAXES) BOTH values will be convert based on selected Currency in (Column L). 2. If you choose "Partial Conversion" then Column BA (AMOUNT) only will be converted based on selected currency (Column L) and Column BB (TAXES) value (INR) will be added to the converted values.
Note on K488: gepadmin: 1. If you choose "Full Conversion" then Column BA (AMOUNT) and Column BB (TAXES) BOTH values will be convert based on selected Currency in (Column L). 2. If you choose "Partial Conversion" then Column BA (AMOUNT) only will be converted based on selected currency (Column L) and Column BB (TAXES) value (INR) will be added to the converted values.
Note on K490: gepadmin: 1. If you choose "Full Conversion" then Column BA (AMOUNT) and Column BB (TAXES) BOTH values will be convert based on selected Currency in (Column L). 2. If you choose "Partial Conversion" then Column BA (AMOUNT) only will be converted based on selected currency (Column L) and Column BB (TAXES) value (INR) will be added to the converted values.
Note on K492: gepadmin: 1. If you choose "Full Conversion" then Column BA (AMOUNT) and Column BB (TAXES) BOTH values will be convert based on selected Currency in (Column L). 2. If you choose "Partial Conversion" then Column BA (AMOUNT) only will be converted based on selected currency (Column L) and Column BB (TAXES) value (INR) will be added to the converted values.
Note on K493: gepadmin: 1. If you choose "Full Conversion" then Column BA (AMOUNT) and Column BB (TAXES) BOTH values will be convert based on selected Currency in (Column L). 2. If you choose "Partial Conversion" then Column BA (AMOUNT) only will be converted based on selected currency (Column L) and Column BB (TAXES) value (INR) will be added to the converted values.
Note on K501: gepadmin: 1. If you choose "Full Conversion" then Column BA (AMOUNT) and Column BB (TAXES) BOTH values will be convert based on selected Currency in (Column L). 2. If you choose "Partial Conversion" then Column BA (AMOUNT) only will be converted based on selected currency (Column L) and Column BB (TAXES) value (INR) will be added to the converted values.
Note on K502: gepadmin: 1. If you choose "Full Conversion" then Column BA (AMOUNT) and Column BB (TAXES) BOTH values will be convert based on selected Currency in (Column L). 2. If you choose "Partial Conversion" then Column BA (AMOUNT) only will be converted based on selected currency (Column L) and Column BB (TAXES) value (INR) will be added to the converted values.
Note on K507: gepadmin: 1. If you choose "Full Conversion" then Column BA (AMOUNT) and Column BB (TAXES) BOTH values will be convert based on selected Currency in (Column L). 2. If you choose "Partial Conversion" then Column BA (AMOUNT) only will be converted based on selected currency (Column L) and Column BB (TAXES) value (INR) will be added to the converted values.
Note on K515: gepadmin: 1. If you choose "Full Conversion" then Column BA (AMOUNT) and Column BB (TAXES) BOTH values will be convert based on selected Currency in (Column L). 2. If you choose "Partial Conversion" then Column BA (AMOUNT) only will be converted based on selected currency (Column L) and Column BB (TAXES) value (INR) will be added to the converted values.
Note on K516: gepadmin: 1. If you choose "Full Conversion" then Column BA (AMOUNT) and Column BB (TAXES) BOTH values will be convert based on selected Currency in (Column L). 2. If you choose "Partial Conversion" then Column BA (AMOUNT) only will be converted based on selected currency (Column L) and Column BB (TAXES) value (INR) will be added to the converted values.
Note on K524: gepadmin: 1. If you choose "Full Conversion" then Column BA (AMOUNT) and Column BB (TAXES) BOTH values will be convert based on selected Currency in (Column L). 2. If you choose "Partial Conversion" then Column BA (AMOUNT) only will be converted based on selected currency (Column L) and Column BB (TAXES) value (INR) will be added to the converted values.
Note on K525: gepadmin: 1. If you choose "Full Conversion" then Column BA (AMOUNT) and Column BB (TAXES) BOTH values will be convert based on selected Currency in (Column L). 2. If you choose "Partial Conversion" then Column BA (AMOUNT) only will be converted based on selected currency (Column L) and Column BB (TAXES) value (INR) will be added to the converted values.
Note on K527: gepadmin: 1. If you choose "Full Conversion" then Column BA (AMOUNT) and Column BB (TAXES) BOTH values will be convert based on selected Currency in (Column L). 2. If you choose "Partial Conversion" then Column BA (AMOUNT) only will be converted based on selected currency (Column L) and Column BB (TAXES) value (INR) will be added to the converted values.
Note on K534: gepadmin: 1. If you choose "Full Conversion" then Column BA (AMOUNT) and Column BB (TAXES) BOTH values will be convert based on selected Currency in (Column L). 2. If you choose "Partial Conversion" then Column BA (AMOUNT) only will be converted based on selected currency (Column L) and Column BB (TAXES) value (INR) will be added to the converted values.
Note on K535: gepadmin: 1. If you choose "Full Conversion" then Column BA (AMOUNT) and Column BB (TAXES) BOTH values will be convert based on selected Currency in (Column L). 2. If you choose "Partial Conversion" then Column BA (AMOUNT) only will be converted based on selected currency (Column L) and Column BB (TAXES) value (INR) will be added to the converted values.
Note on K543: gepadmin: 1. If you choose "Full Conversion" then Column BA (AMOUNT) and Column BB (TAXES) BOTH values will be convert based on selected Currency in (Column L). 2. If you choose "Partial Conversion" then Column BA (AMOUNT) only will be converted based on selected currency (Column L) and Column BB (TAXES) value (INR) will be added to the converted values.
Note on K544: gepadmin: 1. If you choose "Full Conversion" then Column BA (AMOUNT) and Column BB (TAXES) BOTH values will be convert based on selected Currency in (Column L). 2. If you choose "Partial Conversion" then Column BA (AMOUNT) only will be converted based on selected currency (Column L) and Column BB (TAXES) value (INR) will be added to the converted values.
Validate
Print
Help

## Macros
Please Enable Macros to View BoQ information